{"text_format":"1","workbook":"xlsx","n_sheets":6,"sheets":["Datos","SA","CEV-CEVE","Calculo","Resultados","Importado"],"not_rendered":{"charts":0,"images":1,"macros":1,"external_links":0,"defined_names":29,"comments":2,"pivot_tables":0},"unopened":[],"bounds":{"document_bytes":16777216,"sheet_cells":100000,"rows_first":2000,"rows_last":500,"rows_between":2000,"halvings":0,"cell_chars":16384,"cell_head_chars":4096},"cells_cut":0,"cells_raw":0,"read":"whole","date_system":"1900"}

{"sheet":"Datos","index":0,"n_rows":388,"n_cols":32,"rows_kept":388,"cut":false,"hidden":true,"merged":[]}
[1,2,3,4,5,6,7,8,9,10,11,12,13,14,15,16,17,18,19,20,21,22,23,24,25,26,27,28,29,30,31,32]
[null,"t correlativo global",3196800,null,null,null,"Mes","T° exterior","Qsol_dif [W/m2]","Qsol_dir [W/m2]","Qgen Pers [W/m2]","Qgen Ilum [W/m2]","Qgen Equip [W/m2]","TsolH","TsolN","TsolNE","TsolE","TsolSE","TsolS","TsolSO","TsolO","TsolNO","Clima [0, 1 o 2]","N [RAH]","G total [W/m2]","TmaxD","TminD","TmaxN","TminN","Tsuelo","Infil RAH","Cat. Mes"]
[null,"h sol",17,null,null,null,{"$f":"+IF(C2<86400*(C11+1),QUOTIENT(C2,C5)+1,QUOTIENT(C2-86400,C5)+1)","v":13},{"$f":"INDIRECT(H36&35+32*($G$3-1))","v":0},{"$f":"INDIRECT(I36&35+32*($G$3-1))","v":0},0,0,0,0,0,0,0,0,0,0,0,0,0,0,0,0,{"$f":"INDIRECT(\"E\"&13+32*($G$3-1))","v":0},{"$f":"INDIRECT(\"E\"&15+32*($G$3-1))","v":0},{"$f":"INDIRECT(\"E\"&17+32*($G$3-1))","v":0},{"$f":"INDIRECT(\"E\"&19+32*($G$3-1))","v":0},{"$f":"INDIRECT(\"E\"&21+32*($G$3-1))","v":0},{"$f":"INDIRECT(\"E\"&23+32*($G$3-1))","v":0},{"$f":"INDIRECT(\"E\"&25+32*($G$3-1))","v":0}]
[null,"Columna tiempo","G"]
[null,"t correlativo max mensual",{"$f":"IF(C2<86400*(C11+1),(C11+1)*86400,C11*86400)","v":259200}]
[null,"t residual diario",{"$f":"$C$2-QUOTIENT($C$2,86400)*86400","v":0}]
[null,"Absortividad solar",0.6]
[null,"t residual horario",{"$f":"$C$6-QUOTIENT($C$6,3600)*3600","v":0},null,null,null,null,null,"Rad Ventanas: Sol Incidente*FS*FAV*FAR [W]"]
[null,null,null,null,"Mes","Tiempo [hrs]","Tiempo [s]","T° exterior","Difuso","Directo","Qgen Pers [W/m2]","Qgen Ilum [W/m2]","Qgen Equip [W/m2]","TsolH","TsolN","TsolNE","TsolE","TsolSE","TsolS","TsolSO","TsolO","TsolNO","Clima [0, 1 o 2]","N [RAH]","G total [W/m2]"]
[null,"Fila inicial intervalo",{"$f":"TRUNC($C$6/3600,0)+10+32*(E11-1)","v":10},null,"Enero",0,0,15.848387096774188,0,0,3.1538461538461537,0,0,12.142504743833012,15.848387096774188,15.848387096774188,15.848387096774188,15.848387096774188,15.848387096774188,15.848387096774188,15.848387096774188,15.848387096774188,0,0.66725819577813505,0]
[null,"dias por mes",3,null,1,1,3600,14.883870967741936,0,0,3.1538461538461537,0,0,11.177988614800761,14.883870967741936,14.883870967741936,14.883870967741936,14.883870967741936,14.883870967741936,14.883870967741936,14.883870967741936,14.883870967741936,0,0.66725819577813505,0]
[null,null,null,null,"Tmax Dia",2,7200,13.780645161290321,0,0,3.1538461538461537,0,0,10.074762808349146,13.780645161290321,13.780645161290321,13.780645161290321,13.780645161290321,13.780645161290321,13.780645161290321,13.780645161290321,13.780645161290321,0,0.66725819577813505,0]
[null,null,null,null,26.478887096774191,3,10800,12.6741935483871,0,0,3.1538461538461537,0,0,8.9683111954459243,12.6741935483871,12.6741935483871,12.6741935483871,12.6741935483871,12.6741935483871,12.6741935483871,12.6741935483871,12.6741935483871,0,0.66725819577813505,0]
[null,null,null,null,"Tmin Dia",4,14400,12.141935483870968,0,0,3.1538461538461537,0,0,8.4360531309297926,12.141935483870968,12.141935483870968,12.141935483870968,12.141935483870968,12.141935483870968,12.141935483870968,12.141935483870968,12.141935483870968,0,0.66725819577813505,0]
[null,null,null,null,21.478887096774191,5,18000,11.819354838709678,120.6986764790058,0,3.1538461538461537,0,0,9.6181109002740897,12.348821434686087,12.582481828871487,12.718053615921017,12.565743523033566,12.325149895558951,12.565743523033566,12.718053615921017,12.582481828871487,0,0.66725819577813505,36.541218637992834]
[null,null,null,null,"Tmax Noche",6,21600,12.870967741935482,402.08595601131321,0,2.523076923076923,0,0,17.242462576428416,15.713312695127128,16.967675949052278,17.695468387033717,16.877819403833112,15.586236350210193,16.877819403833112,17.695468387033717,16.967675949052278,0,0.66725819577813505,196.16487455197128]
[null,null,null,null,26.478887096774191,7,25200,15.174193548387096,592.39427269959469,0,3.0276923076923077,0,0,26.295530255112794,20.391737595936863,22.694306649574543,24.030277182770327,22.52936168674897,20.158470192463813,22.52936168674897,24.030277182770327,22.694306649574543,0,0.66725819577813505,360.08960573476696]
[null,null,null,null,"Tmin Noche",8,28800,17.848387096774196,704.31305643445114,0,1.5138461538461538,0,0,35.976365169723806,25.531495307539263,28.922149423850001,30.889436346469665,28.679259284991538,25.187996778998944,28.679259284991538,30.889436346469665,28.922149423850001,0,0.66725819577813505,530.25089605734752]
[null,null,null,null,19.478887096774191,9,32400,20.699999999999996,790.98550707103641,822.72967450191254,0.94615384615384612,0,0,45.157938013915242,30.610555224146935,34.984210253318075,37.521842830332474,34.67090266106203,30.167471377983972,34.67090266106203,37.521842830332474,34.984210253318075,0,3.6672581957781349,683.97849462365605]
[null,null,null,null,"Tsuelo",10,36000,23.458064516129028,959.79136945383459,908.34638297547122,0.94615384615384612,0,0,51.810056925996207,34.738896948205102,39.717272870027713,42.605769753202182,39.360645984045959,34.234550369342827,39.360645984045959,42.605769753202182,39.717272870027713,0,3.6672581957781349,778.54838709677426]
[null,null,null,null,19.917204301075266,11,39600,25.393548387096779,970.32724074681403,1031.2900315785537,0.94615384615384612,0,0,56.755186590765348,37.733443845994721,43.179197853979744,46.338871555928847,42.789090251784174,37.181748384184907,42.789090251784174,46.338871555928847,43.179197853979744,0,0.66725819577813505,851.63978494623666]
[null,null,null,null,"Infil RAH",12,43200,26.877419354838707,969.73087067362633,954.70706995987121,0.94615384615384612,0,0,56.430761121652964,38.580994120534001,43.745931651838632,46.742673198728951,43.375940390229545,38.057747460406901,43.375940390229545,46.742673198728951,43.745931651838632,0,0.66725819577813505,807.72401433691755]
[null,null,null,null,0.13495334268340339,13,46800,28.164516129032251,991.89595839376227,877.16740945551612,0.94615384615384612,0,0,56.140533417668138,39.313046829548746,44.233036301720816,47.087656860470688,43.880591939929559,38.814615233121621,43.880591939929559,47.087656860470688,44.233036301720816,0,0.66725819577813505,769.41756272401437]
[null,null,null,null,"Cat Mes",14,50400,28.861290322580647,841.41190992611348,848.6546459448125,0.94615384615384612,0,0,54.490691545435382,39.184071255953945,43.739646773486697,46.38283119549429,43.413307273178802,38.722557508680474,43.413307273178802,46.38283119549429,43.739646773486697,0,0.66725819577813505,712.42831541218629]
[null,null,null,null,"v",15,54000,28.525806451612894,747.45049172834797,589.92248992937084,0.94615384615384612,0,0,47.022011385199235,36.338489861687542,39.786327174025018,41.786792282881912,39.539340706273407,35.989198249270601,39.539340706273407,41.786792282881912,39.786327174025018,0,0.66725819577813505,539.19354838709683]
[null,null,null,null,null,16,57600,27.135483870967747,575.06640890642427,0,1.1353846153846152,0,0,39.198049757537433,32.68423666945813,35.132972389492807,36.553750090114619,34.9575567503081,32.436161493470777,34.9575567503081,36.553750090114619,35.132972389492807,0,3.6672581957781349,382.9480286738351]
[null,null,null,null,null,17,61200,25.28387096774194,389.0320777426532,0,1.8923076923076922,0,0,29.410742146320896,28.040135402754981,29.256510220842728,29.962261438909053,29.169374984297065,27.916907569471512,29.169374984297065,29.962261438909053,29.256510220842728,0,3.6672581957781349,190.22401433691752]
[null,null,null,null,null,18,64800,22.899999999999991,106.15387302737705,0,1.8923076923076922,0,0,20.503204722749306,23.360654115381134,23.563946680013256,23.681898789000929,23.54938377929895,23.340059063683469,23.54938377929895,23.681898789000929,23.563946680013256,0,0.66725819577813505,31.792114695340491]
[null,null,null,null,null,19,68400,20.941935483870971,0,0,2.8384615384615381,1.5,0,17.236053130929793,20.941935483870971,20.941935483870971,20.941935483870971,20.941935483870971,20.941935483870971,20.941935483870971,20.941935483870971,20.941935483870971,0,0.66725819577813505,0]
[null,null,null,null,null,20,72000,19.574193548387097,0,0,3.4061538461538463,1.5,0,15.868311195445919,19.574193548387097,19.574193548387097,19.574193548387097,19.574193548387097,19.574193548387097,19.574193548387097,19.574193548387097,19.574193548387097,0,0.66725819577813505,0]
[null,null,null,null,null,21,75600,18.7741935483871,0,0,3.7846153846153845,1.5,0,15.068311195445922,18.7741935483871,18.7741935483871,18.7741935483871,18.7741935483871,18.7741935483871,18.7741935483871,18.7741935483871,18.7741935483871,0,3.6672581957781349,0]
[null,null,null,null,null,22,79200,17.738709677419351,0,0,3.1538461538461537,0,0,14.032827324478173,17.738709677419351,17.738709677419351,17.738709677419351,17.738709677419351,17.738709677419351,17.738709677419351,17.738709677419351,17.738709677419351,0,3.6672581957781349,0]
[null,null,null,null,null,23,82800,16.64193548387097,0,0,3.1538461538461537,0,0,12.936053130929793,16.64193548387097,16.64193548387097,16.64193548387097,16.64193548387097,16.64193548387097,16.64193548387097,16.64193548387097,16.64193548387097,0,0.66725819577813505,0]
[null,null,null,null,null,24,86400,15.848387096774188,0,0,3.1538461538461537,0,0,15.848387096774188,15.848387096774188,15.848387096774188,15.848387096774188,15.848387096774188,15.848387096774188,15.848387096774188,15.848387096774188,15.848387096774188,0,0.66725819577813505,0]
[null,null,null,null,null,null,"Valor Variable",{"$f":"+INDIRECT(H36&$C10)+((INDIRECT(H36&$C10+1)-INDIRECT(H36&$C10))/(INDIRECT($C$4&$C10+1)-INDIRECT($C$4&$C10)))*($C$6-INDIRECT($C$4&$C10))","v":15.848387096774188},{"$f":"+INDIRECT(I36&$C10)+((INDIRECT(I36&$C10+1)-INDIRECT(I36&$C10))/(INDIRECT($C$4&$C10+1)-INDIRECT($C$4&$C10)))*($C$6-INDIRECT($C$4&$C10))","v":0},0,3.1538461538461537,0,{"$f":"+INDIRECT(M36&$C10)+((INDIRECT(M36&$C10+1)-INDIRECT(M36&$C10))/(INDIRECT($C$4&$C10+1)-INDIRECT($C$4&$C10)))*($C$6-INDIRECT($C$4&$C10))","v":0},{"$f":"+INDIRECT(N36&$C10)+((INDIRECT(N36&$C10+1)-INDIRECT(N36&$C10))/(INDIRECT($C$4&$C10+1)-INDIRECT($C$4&$C10)))*($C$6-INDIRECT($C$4&$C10))","v":12.142504743833012},15.848387096774188,15.848387096774188,15.848387096774188,15.848387096774188,15.848387096774188,15.848387096774188,15.848387096774188,15.848387096774188,{"$f":"+INDIRECT(W36&$C10)","v":0},0.66725819577813505,0]
[null,null,null,null,null,null,null,{"$f":"MID(ADDRESS(ROW(),COLUMN()),2,1)","v":"H"},{"$f":"MID(ADDRESS(ROW(),COLUMN()),2,1)","v":"I"},"J","K","L","M","N","O","P","Q","R","S","T","U","V","W","X","Y"]
[null,null,null,null,null,null,"Aext",{"$f":"+MAX(H10:H33)-MIN(H10:H33)","v":17.041935483870969},"°C"]
[null,null,null,null,null,null,"Text_media",{"$f":"+AVERAGE(H10:H33)","v":19.917204301075266},"°C"]
[null,null,null,null,null,null,"Sol Peak",{"$f":"+MAX(I10:I34)","v":991.89595839376227}]
[null,null,null,null,null,null,null,null,"Rad Ventanas: Sol Incidente*FS*FAV*FAR [W]"]
[null,null,null,null,"Mes","Tiempo [hrs]","Tiempo [s]","T° exterior","Difuso","Directo","Qgen Pers [W/m2]","Qgen Ilum [W/m2]","Qgen Equip [W/m2]","TsolH","TsolN","TsolNE","TsolE","TsolSE","TsolS","TsolSO","TsolO","TsolNO","Clima [0, 1 o 2]","N [RAH]","G total [W/m2]"]
[null,"Fila inicial intervalo",{"$f":"TRUNC($C$6/3600,0)+10+32*(E43-1)","v":42},null,"Febrero",0,0,14.901254464285714,0,0,3.1538461538461537,0,0,11.195372111344536,14.901254464285714,14.901254464285714,14.901254464285714,14.901254464285714,14.901254464285714,14.901254464285714,14.901254464285714,14.901254464285714,0,0.66725819577813505,0]
[null,null,null,null,2,1,3600,14.007468749999999,0,0,3.1538461538461537,0,0,10.301586397058824,14.007468749999999,14.007468749999999,14.007468749999999,14.007468749999999,14.007468749999999,14.007468749999999,14.007468749999999,14.007468749999999,0,0.66725819577813505,0]
[null,null,null,null,"Tmax Dia",2,7200,13.085968750000001,0,0,3.1538461538461537,0,0,9.3800863970588253,13.085968750000001,13.085968750000001,13.085968750000001,13.085968750000001,13.085968750000001,13.085968750000001,13.085968750000001,13.085968750000001,0,0.66725819577813505,0]
[null,null,null,null,26.299680803571427,3,10800,12.424290178571429,0,0,3.1538461538461537,0,0,8.7184078256302513,12.424290178571429,12.424290178571429,12.424290178571429,12.424290178571429,12.424290178571429,12.424290178571429,12.424290178571429,12.424290178571429,0,0.66725819577813505,0]
[null,null,null,null,"Tmin Dia",4,14400,11.887325892857145,0,0,3.1538461538461537,0,0,8.1814435399159677,11.887325892857145,11.887325892857145,11.887325892857145,11.887325892857145,11.887325892857145,11.887325892857145,11.887325892857145,11.887325892857145,0,0.66725819577813505,0]
[null,null,null,null,21.299680803571427,5,18000,11.651754464285714,43.687657682849419,0,3.1538461538461537,0,0,8.4589440067693751,11.895995107508613,11.95513470152874,11.965044647431869,11.886119302249543,11.798392593835377,11.886119302249543,11.965044647431869,11.95513470152874,0,0.66725819577813505,12.46031746031746]
[null,null,null,null,"Tmax Noche",6,21600,12.379254464285712,330.35352232723926,0,2.523076923076923,0,0,14.782440738795511,15.287390466991482,15.991556572541649,16.109552783514005,15.169800763448979,14.12525225681375,15.169800763448979,16.109552783514005,15.991556572541649,0,0.66725819577813505,148.36309523809521]
[null,null,null,null,26.299680803571427,7,25200,14.29500446428572,503.78361932515037,0,3.0276923076923077,0,0,23.625886817226895,20.500972527833156,22.003664409647136,22.255468560564669,20.250035864586387,18.020967256043647,20.250035864586387,22.255468560564669,22.003664409647136,0,0.66725819577813505,316.60714285714283]
[null,null,null,null,"Tmin Noche",8,28800,16.616075892857143,709.60347428608065,557.47562548070255,1.5138461538461538,0,0,32.06174582749766,25.732902386662197,27.94041957332275,28.310330396393084,25.364265939241058,22.089670978587137,25.364265939241058,28.310330396393084,27.940419573322746,0,0.66725819577813505,465.10912698412687]
[null,null,null,null,19.299680803571427,9,32400,19.370183035714287,807.0295186233169,771.12940394403836,0.94615384615384612,0,0,40.212094800420175,31.055814383798399,33.885333192278921,34.359472029187089,30.583308997306951,26.386046983984929,30.583308997306951,34.359472029187089,33.885333192278921,0,0.66725819577813505,596.16071428571433]
[null,null,null,null,"Tsuelo",10,36000,22.096575892857139,847.6726124206275,941.15764776757067,0.94615384615384612,0,0,46.822066088935578,35.630930007756611,38.908092224158601,39.45724209267587,35.083672009324104,30.22238307172384,35.083672009324104,39.45724209267587,38.908092224158594,0,3.6672581957781349,690.4761904761906]
[null,null,null,null,19.214434523809526,11,39600,24.715575892857146,965.2734776861314,1012.0314281731164,0.94615384615384612,0,0,52.180853670634917,39.554167264202455,43.147133029245367,43.749201693281961,38.954172780202612,33.62442601351492,38.954172780202612,43.749201693281961,43.14713302924536,0,3.6672581957781349,757.01388888888869]
[null,null,null,null,"Infil RAH",12,43200,26.329933035714287,970.33552366449715,1004.0351004781184,0.94615384615384612,0,0,53.690227153361356,41.118548415572121,44.699413164959637,45.299454077326565,40.520574697457285,35.208778379863894,40.520574697457285,45.299454077326565,44.69941316495963,0,0.66725819577813505,754.46428571428589]
[null,null,null,null,0.13495334268340339,13,46800,27.320718749999997,922.42949433300976,944.639592991722,0.94615384615384612,0,0,52.948986723856216,41.284827499869699,44.666049033775252,45.232635988634811,40.7201924874065,35.704543656816348,40.7201924874065,45.232635988634811,44.666049033775252,0,0.66725819577813505,712.40079365079384]
[null,null,null,null,"Cat Mes",14,50400,27.795325892857139,870.19504887509402,745.17676570356116,0.94615384615384612,0,0,48.816976219654521,39.5665192497136,42.416755750366782,42.894366224374771,39.090554186220565,34.86255988651142,39.090554186220565,42.894366224374771,42.416755750366775,0,0.66725819577813505,600.52579365079362]
[null,null,null,null,"v",15,54000,27.421183035714282,738.98534985615834,554.39855760819705,0.94615384615384612,0,0,43.131967349439776,36.664213492458558,38.902289275073777,39.277320762866353,36.290474021460085,32.970548938385143,36.290474021460085,39.277320762866353,38.902289275073777,0,0.66725819577813505,471.54761904761909]
[null,null,null,null,null,16,57600,26.07704017857143,459.32565029776708,416.09245428609063,1.1353846153846152,0,0,35.882595734126987,32.508969728922217,34.066375152337621,34.327347581232409,32.248896373230359,29.938666590183427,32.248896373230359,34.327347581232409,34.066375152337621,0,3.6672581957781349,328.13492063492066]
[null,null,null,null,null,17,61200,24.327575892857148,325.03470590069594,0,1.8923076923076922,0,0,26.498327526844076,27.125064661491397,27.8024390242092,27.915945777204737,27.011948949344127,26.007142876695887,27.011948949344127,27.915945777204737,27.8024390242092,0,3.6672581957781349,142.71825396825395]
[null,null,null,null,null,18,64800,22.439540178571427,37.0483075228194,0,1.8923076923076922,1.5,0,19.163804884453778,22.644305622292535,22.693886826514824,22.702195085301444,22.636025986195559,22.562478037182728,22.636025986195559,22.702195085301444,22.693886826514824,0,3.6672581957781349,10.446428571428569]
[null,null,null,null,null,19,68400,20.697004464285719,0,0,2.8384615384615381,1.5,0,16.991122111344541,20.697004464285719,20.697004464285719,20.697004464285719,20.697004464285719,20.697004464285719,20.697004464285719,20.697004464285719,20.697004464285719,0,0.66725819577813505,0]
[null,null,null,null,null,20,72000,19.394433035714286,0,0,3.4061538461538463,1.5,0,15.688550682773108,19.394433035714286,19.394433035714286,19.394433035714286,19.394433035714286,19.394433035714286,19.394433035714286,19.394433035714286,19.394433035714286,0,0.66725819577813505,0]
[null,null,null,null,null,21,75600,18.62536160714286,0,0,3.7846153846153845,1.5,0,14.919479254201683,18.62536160714286,18.62536160714286,18.62536160714286,18.62536160714286,18.62536160714286,18.62536160714286,18.62536160714286,18.62536160714286,0,0.66725819577813505,0]
[null,null,null,null,null,22,79200,17.298540178571432,0,0,3.1538461538461537,0,0,13.592657825630255,17.298540178571432,17.298540178571432,17.298540178571432,17.298540178571432,17.298540178571432,17.298540178571432,17.298540178571432,17.298540178571432,0,3.6672581957781349,0]
[null,null,null,null,null,23,82800,15.989040178571431,0,0,3.1538461538461537,0,0,12.283157825630255,15.989040178571431,15.989040178571431,15.989040178571431,15.989040178571431,15.989040178571431,15.989040178571431,15.989040178571431,15.989040178571431,0,3.6672581957781349,0]
[null,null,null,null,null,24,86400,14.901254464285714,0,0,3.1538461538461537,0,0,11.195372111344536,14.901254464285714,14.901254464285714,14.901254464285714,14.901254464285714,14.901254464285714,14.901254464285714,14.901254464285714,14.901254464285714,0,0.66725819577813505,0]
[null,null,null,null,null,null,"Valor Variable",{"$f":"+INDIRECT(H68&$C42)+((INDIRECT(H68&$C42+1)-INDIRECT(H68&$C42))/(INDIRECT($C$4&$C42+1)-INDIRECT($C$4&$C42)))*($C$6-INDIRECT($C$4&$C42))","v":14.901254464285714},{"$f":"+INDIRECT(I68&$C42)+((INDIRECT(I68&$C42+1)-INDIRECT(I68&$C42))/(INDIRECT($C$4&$C42+1)-INDIRECT($C$4&$C42)))*($C$6-INDIRECT($C$4&$C42))","v":0},0,3.1538461538461537,0,0,11.195372111344536,14.901254464285714,14.901254464285714,14.901254464285714,14.901254464285714,14.901254464285714,14.901254464285714,14.901254464285714,14.901254464285714,{"$f":"+INDIRECT(W68&$C42)","v":0},0.66725819577813505,0]
[null,null,null,null,null,null,null,{"$f":"MID(ADDRESS(ROW(),COLUMN()),2,1)","v":"H"},{"$f":"MID(ADDRESS(ROW(),COLUMN()),2,1)","v":"I"},"J","K","L","M","N","O","P","Q","R","S","T","U","V","W","X","Y"]
[]
[]
[]
[null,null,null,null,null,null,null,null,"Rad Ventanas: Sol Incidente*FS*FAV*FAR [W]"]
[null,null,null,null,"Mes","Tiempo [hrs]","Tiempo [s]","T° exterior","Difuso","Directo","Qgen Pers [W/m2]","Qgen Ilum [W/m2]","Qgen Equip [W/m2]","TsolH","TsolN","TsolNE","TsolE","TsolSE","TsolS","TsolSO","TsolO","TsolNO","Clima [0, 1 o 2]","N [RAH]","G total [W/m2]"]
[null,"Fila inicial intervalo",{"$f":"TRUNC($C$6/3600,0)+10+32*(E75-1)","v":74},null,"Marzo",0,0,12.948387096774194,0,0,3.1538461538461537,0,0,9.2425047438330168,12.948387096774194,12.948387096774194,12.948387096774194,12.948387096774194,12.948387096774194,12.948387096774194,12.948387096774194,12.948387096774194,0,0.66725819577813505,0]
[null,null,null,null,3,1,3600,12.138709677419351,0,0,3.1538461538461537,0,0,8.4328273244781755,12.138709677419351,12.138709677419351,12.138709677419351,12.138709677419351,12.138709677419351,12.138709677419351,12.138709677419351,12.138709677419351,0,0.66725819577813505,0]
[null,null,null,null,"Tmax Dia",2,7200,10.993548387096775,0,0,3.1538461538461537,0,0,7.2876660341555981,10.993548387096775,10.993548387096775,10.993548387096775,10.993548387096775,10.993548387096775,10.993548387096775,10.993548387096775,10.993548387096775,0,0.66725819577813505,0]
[null,null,null,null,25.789633064516128,3,10800,10.209677419354842,0,0,3.1538461538461537,0,0,6.503795066413665,10.209677419354842,10.209677419354842,10.209677419354842,10.209677419354842,10.209677419354842,10.209677419354842,10.209677419354842,10.209677419354842,0,0.66725819577813505,0]
[null,null,null,null,"Tmin Dia",4,14400,9.5161290322580623,0,0,3.1538461538461537,0,0,5.8102466793168857,9.5161290322580623,9.5161290322580623,9.5161290322580623,9.5161290322580623,9.5161290322580623,9.5161290322580623,9.5161290322580623,9.5161290322580623,0,0.66725819577813505,0]
[null,null,null,null,20.789633064516128,5,18000,9.6419354838709701,2.0210319146910121,0,3.1538461538461537,0,0,5.9589289479232574,9.6578475998951028,9.6582676152726581,9.6562961237184304,9.6515029055311707,9.6482808556331747,9.6515029055311707,9.6562961237184304,9.6582676152726581,0,0.66725819577813505,0.55555555555555558]
[null,null,null,null,"Tmax Noche",6,21600,10.516129032258066,164.8631935656143,0,2.523076923076923,0,0,9.0712629137676579,12.088862048320776,12.130375826283053,11.935516144923202,11.46176064409217,11.143297389657871,11.46176064409217,11.935516144923202,12.130375826283053,0,0.66725819577813505,54.910394265232974]
[null,null,null,null,25.789633064516128,7,25200,12.519354838709679,424.0191220363206,259.65175750601844,3.0276923076923077,0,0,17.874878768711785,18.822349313494943,18.988722824098005,18.207789580867495,16.309134008917539,15.032838469483472,16.309134008917539,18.207789580867495,18.988722824098005,0,0.66725819577813505,220.06272401433688]
[null,null,null,null,"Tmin Noche",8,28800,15.351612903225806,599.98142529736924,514.71142543111227,1.5138461538461538,0,0,26.929359055450131,25.982702936575286,26.263320629873498,24.946141683892897,21.743730765008454,19.591037653319166,21.743730765008454,24.946141683892897,26.263320629873494,0,0.66725819577813505,371.17383512544791]
[null,null,null,null,18.789633064516128,9,32400,18.248387096774191,716.10793121527104,725.72677261609033,0.94615384615384612,0,0,34.645920303605315,32.232057317595476,32.601169541168034,30.868610044011895,26.656298977060253,23.824740739281662,26.656298977060253,30.868610044011895,32.601169541168034,0,0.66725819577813505,488.22580645161293]
[null,null,null,null,"Tsuelo",10,36000,21.396774193548392,819.18055886451202,984.60582274070407,0.94615384615384612,0,0,43.268637992831557,39.188316437757805,39.657941050956069,37.453590905572753,32.094231802421696,28.491616236633689,32.094231802421696,37.453590905572753,39.657941050956069,0,3.6672581957781349,621.17383512544825]
[null,null,null,null,17.214247311827954,11,39600,22.93548387096774,903.9976359400697,973.74376469351682,0.94615384615384612,0,0,45.570366856419994,41.257772178691788,41.741406337064006,39.471297408871919,33.952061286184531,30.241974765734298,33.952061286184531,39.471297408871919,41.741406337063999,0,3.6672581957781349,639.70430107526886]
[null,null,null,null,"Infil RAH",12,43200,24.274193548387093,816.16557682784207,948.7522002434855,0.94615384615384612,0,0,45.513282732447806,41.625586131606362,42.08359257750611,39.933776432372824,34.707003929079008,31.193514420953345,34.707003929079008,39.933776432372824,42.08359257750611,0,3.6672581957781349,605.80645161290306]
[null,null,null,null,0.13495334268340339,13,46800,25.435483870967747,904.69340102545505,784.29799212663045,0.94615384615384612,0,0,44.912028252161079,41.560873579230822,41.986518517734062,39.988602617028974,35.131139844066404,31.865904083726743,35.131139844066404,39.988602617028974,41.986518517734055,0,3.6672581957781349,563.00179211469515]
[null,null,null,null,"Cat Mes",14,50400,25.980645161290322,816.29810351077265,676.16311343736334,0.94615384615384612,0,0,42.665601939700615,40.164243420543862,40.538632934102161,38.781302599514667,34.508767065339235,31.636725329648712,34.508767065339235,38.781302599514667,40.538632934102161,0,0.66725819577813505,495.20609318996418]
[null,null,null,null,"v",15,54000,25.961290322580645,618.83334594424093,450.04685628434567,0.94615384615384612,0,0,36.668279569892476,35.986693358882484,36.251323370067283,35.009188296150853,31.989228908265304,29.959181566886876,31.989228908265304,35.009188296150853,36.251323370067276,0,0.66725819577813505,350.02688172043014]
[null,null,null,null,null,16,57600,24.693548387096779,449.62990351265108,178.64994658096273,1.1353846153846152,0,0,28.980550284629988,30.253293055335437,30.400047783141709,29.711202274444179,28.03643637782168,26.910641749752127,28.03643637782168,29.711202274444179,30.400047783141705,0,3.6672581957781349,194.11290322580649]
[null,null,null,null,null,17,61200,22.761290322580646,152.37255369940922,12.252931333716532,1.8923076923076922,0,0,20.957052498418722,24.084049128844878,24.118964600714587,23.955076415706642,23.556620826398035,23.288774936490338,23.556620826398035,23.955076415706642,24.118964600714584,0,3.6672581957781349,46.182795698924728]
[null,null,null,null,null,18,64800,20.454838709677425,2.3854802927500462,0,1.8923076923076922,1.5,0,16.776628716002534,20.474087237125975,20.474595320243985,20.472210451428385,20.466412203621218,20.462514562615574,20.466412203621218,20.472210451428385,20.474595320243985,0,0.66725819577813505,0.67204301075268824]
[null,null,null,null,null,19,68400,18.319354838709675,0,0,2.8384615384615381,1.5,0,14.613472485768497,18.319354838709675,18.319354838709675,18.319354838709675,18.319354838709675,18.319354838709675,18.319354838709675,18.319354838709675,18.319354838709675,0,0.66725819577813505,0]
[null,null,null,null,null,20,72000,16.383870967741935,0,0,3.4061538461538463,1.5,0,12.677988614800757,16.383870967741935,16.383870967741935,16.383870967741935,16.383870967741935,16.383870967741935,16.383870967741935,16.383870967741935,16.383870967741935,0,0.66725819577813505,0]
[null,null,null,null,null,21,75600,15.064516129032256,0,0,3.7846153846153845,1.5,0,11.358633776091079,15.064516129032256,15.064516129032256,15.064516129032256,15.064516129032256,15.064516129032256,15.064516129032256,15.064516129032256,15.064516129032256,0,0.66725819577813505,0]
[null,null,null,null,null,22,79200,14.132258064516128,0,0,3.1538461538461537,0,0,10.426375711574952,14.132258064516128,14.132258064516128,14.132258064516128,14.132258064516128,14.132258064516128,14.132258064516128,14.132258064516128,14.132258064516128,0,0.66725819577813505,0]
[null,null,null,null,null,23,82800,13.264516129032259,0,0,3.1538461538461537,0,0,9.5586337760910816,13.264516129032259,13.264516129032259,13.264516129032259,13.264516129032259,13.264516129032259,13.264516129032259,13.264516129032259,13.264516129032259,0,0.66725819577813505,0]
[null,null,null,null,null,24,86400,12.948387096774194,0,0,3.1538461538461537,0,0,9.2425047438330168,12.948387096774194,12.948387096774194,12.948387096774194,12.948387096774194,12.948387096774194,12.948387096774194,12.948387096774194,12.948387096774194,0,0.66725819577813505,0]
[null,null,null,null,null,null,"Valor Variable",{"$f":"+INDIRECT(H100&$C74)+((INDIRECT(H100&$C74+1)-INDIRECT(H100&$C74))/(INDIRECT($C$4&$C74+1)-INDIRECT($C$4&$C74)))*($C$6-INDIRECT($C$4&$C74))","v":12.948387096774194},{"$f":"+INDIRECT(I100&$C74)+((INDIRECT(I100&$C74+1)-INDIRECT(I100&$C74))/(INDIRECT($C$4&$C74+1)-INDIRECT($C$4&$C74)))*($C$6-INDIRECT($C$4&$C74))","v":0},0,3.1538461538461537,0,0,9.2425047438330168,12.948387096774194,12.948387096774194,12.948387096774194,12.948387096774194,12.948387096774194,12.948387096774194,12.948387096774194,12.948387096774194,{"$f":"+INDIRECT(W100&$C74)","v":0},0.66725819577813505,0]
[null,null,null,null,null,null,null,{"$f":"MID(ADDRESS(ROW(),COLUMN()),2,1)","v":"H"},{"$f":"MID(ADDRESS(ROW(),COLUMN()),2,1)","v":"I"},"J","K","L","M","N","O","P","Q","R","S","T","U","V","W","X","Y"]
[]
[]
[]
[null,null,null,null,null,null,null,null,"Rad Ventanas: Sol Incidente*FS*FAV*FAR [W]"]
[null,null,null,null,"Mes","Tiempo [hrs]","Tiempo [s]","T° exterior","Difuso","Directo","Qgen Pers [W/m2]","Qgen Ilum [W/m2]","Qgen Equip [W/m2]","TsolH","TsolN","TsolNE","TsolE","TsolSE","TsolS","TsolSO","TsolO","TsolNO","Clima [0, 1 o 2]","N [RAH]","G total [W/m2]"]
[null,"Fila inicial intervalo",{"$f":"TRUNC($C$6/3600,0)+10+32*(E107-1)","v":106},null,"Abril",0,0,9.7866666666666671,0,0,3.1538461538461537,0,0,6.0807843137254904,9.7866666666666671,9.7866666666666671,9.7866666666666671,9.7866666666666671,9.7866666666666671,9.7866666666666671,9.7866666666666671,9.7866666666666671,0,0.66725819577813505,0]
[null,null,null,null,4,1,3600,9.1966666666666672,0,0,3.1538461538461537,0,0,5.4907843137254906,9.1966666666666672,9.1966666666666672,9.1966666666666672,9.1966666666666672,9.1966666666666672,9.1966666666666672,9.1966666666666672,9.1966666666666672,0,0.66725819577813505,0]
[null,null,null,null,"Tmax Dia",2,7200,8.2766666666666655,0,0,3.1538461538461537,0,0,4.5707843137254889,8.2766666666666655,8.2766666666666655,8.2766666666666655,8.2766666666666655,8.2766666666666655,8.2766666666666655,8.2766666666666655,8.2766666666666655,0,0.66725819577813505,0]
[null,null,null,null,24.935291666666664,3,10800,7.5866666666666696,0,0,3.1538461538461537,0,0,3.8807843137254929,7.5866666666666696,7.5866666666666696,7.5866666666666696,7.5866666666666696,7.5866666666666696,7.5866666666666696,7.5866666666666696,7.5866666666666696,0,0.66725819577813505,0]
[null,null,null,null,"Tmin Dia",4,14400,6.8433333333333328,0,0,3.1538461538461537,0,0,3.1374509803921562,6.8433333333333328,6.8433333333333328,6.8433333333333328,6.8433333333333328,6.8433333333333328,6.8433333333333328,6.8433333333333328,6.8433333333333328,0,0.66725819577813505,0]
[null,null,null,null,19.935291666666664,5,18000,6.5133333333333345,0,0,3.1538461538461537,0,0,2.8074509803921579,6.5133333333333345,6.5133333333333345,6.5133333333333345,6.5133333333333345,6.5133333333333345,6.5133333333333345,6.5133333333333345,6.5133333333333345,0,0.66725819577813505,0]
[null,null,null,null,"Tmax Noche",6,21600,7.4700000000000015,29.134886853258774,0,2.523076923076923,0,0,4.0981045751633998,7.8000154541796851,7.7604776809865958,7.6861107015596142,7.6008765302698338,7.5743053422656885,7.6008765302698338,7.6861107015596142,7.7604776809865958,0,0.66725819577813505,8.1111111111111089]
[null,null,null,null,24.935291666666664,7,25200,9.5566666666666684,250.88184589974185,102.32653952159501,3.0276923076923077,0,0,10.048496732026145,13.704463642144205,13.207533410573522,12.272852539008374,11.201587440948463,10.867627646512798,11.201587440948463,12.272852539008374,13.207533410573522,0,0.66725819577813505,101.94444444444444]
[null,null,null,null,"Tmin Noche",8,28800,12.550000000000004,480.09226597326426,313.3437623861987,1.5138461538461538,0,0,18.489324618736386,22.080514794335222,20.938703622829763,18.791059963533201,16.329582720052763,15.562233503010667,16.329582720052763,18.791059963533201,20.93870362282976,0,0.66725819577813505,234.24074074074079]
[null,null,null,null,17.935291666666664,9,32400,15.316666666666668,631.82648281655793,528.33510126155352,0.94615384615384612,0,0,25.895206971677556,29.43123174234708,27.740224652789664,24.559593087479954,20.914178177042846,19.777744238956863,20.914178177042846,24.559593087479954,27.740224652789657,0,0.66725819577813505,346.90740740740728]
[null,null,null,null,"Tsuelo",10,36000,17.806666666666665,738.95111379640139,757.80556210615191,0.94615384615384612,0,0,32.726274509803922,36.210679186741928,34.005771314562907,29.858538804326699,25.105274265687033,23.623475548359952,25.105274265687033,29.858538804326699,34.005771314562907,0,0.66725819577813505,452.33333333333331]
[null,null,null,null,13.863888888888892,11,39600,19.306666666666665,788.73034468316791,824.42063957308915,0.94615384615384612,0,0,35.694520697167761,39.16146630323275,36.782745686114708,32.308587105361028,27.180623030606125,25.582014216242555,27.180623030606125,32.308587105361028,36.782745686114708,0,0.66725819577813505,487.99074074074076]
[null,null,null,null,"Infil RAH",12,43200,20.413333333333338,743.43603762457644,783.09539126548157,0.94615384615384612,0,0,35.729836601307198,39.209521752724868,36.957628924045849,32.722021955380995,27.867468863872993,26.354094111486191,27.867468863872993,32.722021955380995,36.957628924045842,0,3.6672581957781349,461.97222222222229]
[null,null,null,null,0.13495334268340339,13,46800,21.54666666666667,770.96182966925335,716.98055217751937,0.94615384615384612,0,0,36.262679738562092,39.749505382481701,37.568699303550531,33.466800088992414,28.765493367097893,27.299892154787038,28.765493367097893,33.466800088992414,37.568699303550531,0,3.6672581957781349,447.38888888888874]
[null,null,null,null,"Cat Mes",14,50400,21.473333333333336,644.11722826934283,545.78786248359688,0.94615384615384612,0,0,32.42818082788672,35.959730889921687,34.224176103855612,30.959754345972357,27.218305043910799,26.051933020710557,27.218305043910799,30.959754345972357,34.224176103855612,0,3.6672581957781349,356.04629629629636]
[null,null,null,null,"v",15,54000,21.320000000000007,484.61142586119627,244.08853791911139,0.94615384615384612,0,0,26.359542483660135,29.961432063896801,28.926138180902406,26.978843918235615,24.746992980969654,24.051228243025484,24.746992980969654,26.978843918235615,28.926138180902406,0,3.6672581957781349,212.38888888888886]
[null,null,null,null,null,16,57600,19.563333333333333,281.52311938231134,76.341934835910251,1.1353846153846152,0,0,20.039912854030501,23.696061109989877,23.200936256190573,22.269651137110671,21.202278010342532,20.869531512162766,21.202278010342532,22.269651137110671,23.20093625619057,0,0.66725819577813505,101.57407407407409]
[null,null,null,null,null,17,61200,18.296666666666667,35.09196125098736,1.0282677790057098,1.8923076923076922,1.5,0,14.995686274509804,18.696753895363955,18.648821115533977,18.558663887050582,18.455332049254068,18.423119033660001,18.455332049254068,18.558663887050582,18.648821115533977,0,0.66725819577813505,9.8333333333333321]
[null,null,null,null,null,18,64800,16.59333333333333,0,0,1.8923076923076922,1.5,0,12.887450980392153,16.59333333333333,16.59333333333333,16.59333333333333,16.59333333333333,16.59333333333333,16.59333333333333,16.59333333333333,16.59333333333333,0,0.66725819577813505,0]
[null,null,null,null,null,19,68400,14.659999999999997,0,0,2.8384615384615381,1.5,0,10.954117647058819,14.659999999999997,14.659999999999997,14.659999999999997,14.659999999999997,14.659999999999997,14.659999999999997,14.659999999999997,14.659999999999997,0,0.66725819577813505,0]
[null,null,null,null,null,20,72000,14.04666666666667,0,0,3.4061538461538463,1.5,0,10.340784313725493,14.04666666666667,14.04666666666667,14.04666666666667,14.04666666666667,14.04666666666667,14.04666666666667,14.04666666666667,14.04666666666667,0,0.66725819577813505,0]
[null,null,null,null,null,21,75600,12.653333333333336,0,0,3.7846153846153845,1.5,0,8.9474509803921585,12.653333333333336,12.653333333333336,12.653333333333336,12.653333333333336,12.653333333333336,12.653333333333336,12.653333333333336,12.653333333333336,0,0.66725819577813505,0]
[null,null,null,null,null,22,79200,11.556666666666667,0,0,3.1538461538461537,0,0,7.85078431372549,11.556666666666667,11.556666666666667,11.556666666666667,11.556666666666667,11.556666666666667,11.556666666666667,11.556666666666667,11.556666666666667,0,0.66725819577813505,0]
[null,null,null,null,null,23,82800,10.4,0,0,3.1538461538461537,0,0,6.6941176470588237,10.4,10.4,10.4,10.4,10.4,10.4,10.4,10.4,0,0.66725819577813505,0]
[null,null,null,null,null,24,86400,9.7866666666666671,0,0,3.1538461538461537,0,0,6.0807843137254904,9.7866666666666671,9.7866666666666671,9.7866666666666671,9.7866666666666671,9.7866666666666671,9.7866666666666671,9.7866666666666671,9.7866666666666671,0,0.66725819577813505,0]
[null,null,null,null,null,null,"Valor Variable",{"$f":"+INDIRECT(H132&$C106)+((INDIRECT(H132&$C106+1)-INDIRECT(H132&$C106))/(INDIRECT($C$4&$C106+1)-INDIRECT($C$4&$C106)))*($C$6-INDIRECT($C$4&$C106))","v":9.7866666666666671},{"$f":"+INDIRECT(I132&$C106)+((INDIRECT(I132&$C106+1)-INDIRECT(I132&$C106))/(INDIRECT($C$4&$C106+1)-INDIRECT($C$4&$C106)))*($C$6-INDIRECT($C$4&$C106))","v":0},0,3.1538461538461537,0,0,6.0807843137254904,9.7866666666666671,9.7866666666666671,9.7866666666666671,9.7866666666666671,9.7866666666666671,9.7866666666666671,9.7866666666666671,9.7866666666666671,{"$f":"+INDIRECT(W132&$C106)","v":0},0.66725819577813505,0]
[null,null,null,null,null,null,null,{"$f":"MID(ADDRESS(ROW(),COLUMN()),2,1)","v":"H"},{"$f":"MID(ADDRESS(ROW(),COLUMN()),2,1)","v":"I"},"J","K","L","M","N","O","P","Q","R","S","T","U","V","W","X","Y"]
[]
[]
[]
[null,null,null,null,null,null,null,null,"Rad Ventanas: Sol Incidente*FS*FAV*FAR [W]"]
[null,null,null,null,"Mes","Tiempo [hrs]","Tiempo [s]","T° exterior","Difuso","Directo","Qgen Pers [W/m2]","Qgen Ilum [W/m2]","Qgen Equip [W/m2]","TsolH","TsolN","TsolNE","TsolE","TsolSE","TsolS","TsolSO","TsolO","TsolNO","Clima [0, 1 o 2]","N [RAH]","G total [W/m2]"]
[null,"Fila inicial intervalo",{"$f":"TRUNC($C$6/3600,0)+10+32*(E139-1)","v":138},null,"Mayo",0,0,7.9258064516129032,0,0,3.1538461538461537,0,0,4.2199240986717266,7.9258064516129032,7.9258064516129032,7.9258064516129032,7.9258064516129032,7.9258064516129032,7.9258064516129032,7.9258064516129032,7.9258064516129032,0,0.5845448567141136,0]
[null,null,null,null,5,1,3600,6.8032258064516133,0,0,3.1538461538461537,0,0,3.0973434535104367,6.8032258064516133,6.8032258064516133,6.8032258064516133,6.8032258064516133,6.8032258064516133,6.8032258064516133,6.8032258064516133,6.8032258064516133,0,0.5845448567141136,0]
[null,null,null,null,"Tmax Dia",2,7200,6.0870967741935491,0,0,3.1538461538461537,0,0,2.3812144212523725,6.0870967741935491,6.0870967741935491,6.0870967741935491,6.0870967741935491,6.0870967741935491,6.0870967741935491,6.0870967741935491,6.0870967741935491,0,0.5845448567141136,0]
[null,null,null,null,24.151909274193546,3,10800,5.7193548387096778,0,0,3.1538461538461537,0,0,2.0134724857685011,5.7193548387096778,5.7193548387096778,5.7193548387096778,5.7193548387096778,5.7193548387096778,5.7193548387096778,5.7193548387096778,5.7193548387096778,0,0.5845448567141136,0]
[null,null,null,null,"Tmin Dia",4,14400,5.6290322580645169,0,0,3.1538461538461537,0,0,1.9231499051233403,5.6290322580645169,5.6290322580645169,5.6290322580645169,5.6290322580645169,5.6290322580645169,5.6290322580645169,5.6290322580645169,5.6290322580645169,0,0.5845448567141136,0]
[null,null,null,null,19.151909274193546,5,18000,5.6903225806451623,0,0,3.1538461538461537,0,0,1.9844402277039856,5.6903225806451623,5.6903225806451623,5.6903225806451623,5.6903225806451623,5.6903225806451623,5.6903225806451623,5.6903225806451623,5.6903225806451623,0,0.5845448567141136,0]
[null,null,null,null,"Tmax Noche",6,21600,5.6806451612903235,2.9155870244722797,0,2.523076923076923,0,0,2.0138730761121657,5.7307667051360758,5.7215188283377065,5.7068563236827377,5.6951978726964487,5.6935432526935879,5.6951978726964487,5.7068563236827377,5.7215188283377065,0,0.5845448567141136,0.94982078853046625]
[null,null,null,null,24.151909274193546,7,25200,7.0451612903225804,118.01501114966203,23.236058899418989,3.0276923076923077,0,0,4.9188172043010754,9.0694096790364114,8.6959175981513344,8.1037460658124534,7.6328986255076829,7.5660738308638464,7.6328986255076829,8.1037460658124534,8.6959175981513344,0,0.5845448567141136,38.360215053763433]
[null,null,null,null,"Tmin Noche",8,28800,9.0387096774193569,330.4552838873467,198.8476639890477,1.5138461538461538,0,0,11.283122496310355,16.664277013272656,15.257291078109455,13.02651548782001,11.252781157104046,11.001044772329191,11.252781157104046,13.02651548782001,15.257291078109455,0,0.5845448567141136,144.50716845878136]
[null,null,null,null,17.151909274193546,9,32400,11.09677419354839,502.77310336780482,458.25774018603903,0.94615384615384612,0,0,18.221853257432006,24.977131925548981,22.416080761245908,18.355535250428851,15.126914224933275,14.668693751499539,15.126914224933275,18.355535250428851,22.416080761245908,0,0.5845448567141136,263.03763440860217]
[null,null,null,null,"Tsuelo",10,36000,13.090322580645161,621.25195790772386,502.7908266441741,0.94615384615384612,0,0,22.043253215264595,29.313153220304784,26.319894681859058,21.574084566695632,17.800595935671016,17.265045391537548,17.800595935671016,21.574084566695632,26.319894681859058,0,0.5845448567141136,307.42831541218629]
[null,null,null,null,10.791801075268815,11,39600,14.645161290322582,656.63658225018276,648.70293503204232,0.94615384615384612,0,0,25.658022348724437,33.507884187442926,30.027541722909511,24.509460254079194,20.121923209314435,19.499224141822744,20.121923209314435,24.509460254079194,30.027541722909511,0,0.5845448567141136,357.45519713261649]
[null,null,null,null,"Infil RAH",12,43200,15.564516129032262,654.68181367695718,662.95481538620629,0.94615384615384612,0,0,26.718321737297078,34.607865721898619,31.094196003242782,25.52327418744833,21.093722724978264,20.465060781627209,21.093722724978264,25.52327418744833,31.094196003242782,0,0.5845448567141136,360.87813620071694]
[null,null,null,null,0.21766668174742482,13,46800,16.28064516129032,601.04163876081373,539.30925022740564,0.94615384615384612,0,0,25.425437486822677,32.749355072646082,29.710729591415905,24.892990208133767,21.062309176044334,20.518641628123248,21.062309176044334,24.892990208133767,29.710729591415905,0,0.5845448567141136,312.08781362007159]
[null,null,null,null,"Cat Mes",14,50400,16.470967741935482,453.14186061031086,486.69686651634328,0.94615384615384612,0,0,23.368026565464895,30.059107416420275,27.551973118734104,23.576912776565827,20.416262720028055,19.967688993403449,20.416262720028055,23.576912776565827,27.551973118734104,0,0.5845448567141136,257.50000000000006]
[null,null,null,null,"i",15,54000,16.764516129032259,334.86179609478779,251.26614456604028,0.94615384615384612,0,0,19.656462154754376,25.219926006860042,23.659826639799316,21.186289769609211,19.219531085299487,18.940399812741422,19.219531085299487,21.186289769609211,23.659826639799316,0,0.5845448567141136,160.23297491039426]
[null,null,null,null,null,16,57600,15.854838709677418,140.31262555272846,36.00134855904416,1.1353846153846152,0,0,14.122549019607842,18.384085294874868,17.917416493040186,17.177513310026715,16.589201476765741,16.505705605111949,16.589201476765741,17.177513310026715,17.917416493040186,0,0.5845448567141136,47.930107526881713]
[null,null,null,null,null,17,61200,14.700000000000001,2.3523486220174084,9.6951567035128028E-2,1.8923076923076922,1.5,0,11.021421041534893,14.734990511741376,14.728534446806664,14.718298358651309,14.71015944003824,14.70900432796077,14.71015944003824,14.718298358651309,14.728534446806664,0,0.5845448567141136,0.66308243727598604]
[null,null,null,null,null,18,64800,13.654838709677422,0,0,1.8923076923076922,1.5,0,9.9489563567362467,13.654838709677422,13.654838709677422,13.654838709677422,13.654838709677422,13.654838709677422,13.654838709677422,13.654838709677422,13.654838709677422,0,0.5845448567141136,0]
[null,null,null,null,null,19,68400,12.267741935483874,0,0,2.8384615384615381,1.5,0,8.5618595825426986,12.267741935483874,12.267741935483874,12.267741935483874,12.267741935483874,12.267741935483874,12.267741935483874,12.267741935483874,12.267741935483874,0,0.5845448567141136,0]
[null,null,null,null,null,20,72000,10.412903225806453,0,0,3.4061538461538463,1.5,0,6.707020872865276,10.412903225806453,10.412903225806453,10.412903225806453,10.412903225806453,10.412903225806453,10.412903225806453,10.412903225806453,10.412903225806453,0,0.5845448567141136,0]
[null,null,null,null,null,21,75600,10.232258064516129,0,0,3.7846153846153845,1.5,0,6.5263757115749526,10.232258064516129,10.232258064516129,10.232258064516129,10.232258064516129,10.232258064516129,10.232258064516129,10.232258064516129,10.232258064516129,0,0.5845448567141136,0]
[null,null,null,null,null,22,79200,9.5999999999999979,0,0,3.1538461538461537,0,0,5.8941176470588212,9.5999999999999979,9.5999999999999979,9.5999999999999979,9.5999999999999979,9.5999999999999979,9.5999999999999979,9.5999999999999979,9.5999999999999979,0,0.5845448567141136,0]
[null,null,null,null,null,23,82800,8.7483870967741932,0,0,3.1538461538461537,0,0,5.0425047438330166,8.7483870967741932,8.7483870967741932,8.7483870967741932,8.7483870967741932,8.7483870967741932,8.7483870967741932,8.7483870967741932,8.7483870967741932,0,0.5845448567141136,0]
[null,null,null,null,null,24,86400,7.9258064516129032,0,0,3.1538461538461537,0,0,4.2199240986717266,7.9258064516129032,7.9258064516129032,7.9258064516129032,7.9258064516129032,7.9258064516129032,7.9258064516129032,7.9258064516129032,7.9258064516129032,0,0.5845448567141136,0]
[null,null,null,null,null,null,"Valor Variable",{"$f":"+INDIRECT(H164&$C138)+((INDIRECT(H164&$C138+1)-INDIRECT(H164&$C138))/(INDIRECT($C$4&$C138+1)-INDIRECT($C$4&$C138)))*($C$6-INDIRECT($C$4&$C138))","v":7.9258064516129032},{"$f":"+INDIRECT(I164&$C138)+((INDIRECT(I164&$C138+1)-INDIRECT(I164&$C138))/(INDIRECT($C$4&$C138+1)-INDIRECT($C$4&$C138)))*($C$6-INDIRECT($C$4&$C138))","v":0},0,3.1538461538461537,0,0,4.2199240986717266,7.9258064516129032,7.9258064516129032,7.9258064516129032,7.9258064516129032,7.9258064516129032,7.9258064516129032,7.9258064516129032,7.9258064516129032,{"$f":"+INDIRECT(W164&$C138)","v":0},0.5845448567141136,0]
[null,null,null,null,null,null,null,{"$f":"MID(ADDRESS(ROW(),COLUMN()),2,1)","v":"H"},{"$f":"MID(ADDRESS(ROW(),COLUMN()),2,1)","v":"I"},"J","K","L","M","N","O","P","Q","R","S","T","U","V","W","X","Y"]
[]
[]
[]
[null,null,null,null,null,null,null,null,"Rad Ventanas: Sol Incidente*FS*FAV*FAR [W]"]
[null,null,null,null,"Mes","Tiempo [hrs]","Tiempo [s]","T° exterior","Difuso","Directo","Qgen Pers [W/m2]","Qgen Ilum [W/m2]","Qgen Equip [W/m2]","TsolH","TsolN","TsolNE","TsolE","TsolSE","TsolS","TsolSO","TsolO","TsolNO","Clima [0, 1 o 2]","N [RAH]","G total [W/m2]"]
[null,"Fila inicial intervalo",{"$f":"TRUNC($C$6/3600,0)+10+32*(E171-1)","v":170},null,"Junio",0,0,5.4766666666666675,0,0,3.1538461538461537,0,0,1.7707843137254908,5.4766666666666675,5.4766666666666675,5.4766666666666675,5.4766666666666675,5.4766666666666675,5.4766666666666675,5.4766666666666675,5.4766666666666675,0,0.5845448567141136,0]
[null,null,null,null,6,1,3600,5.54,0,0,3.1538461538461537,0,0,1.8341176470588234,5.54,5.54,5.54,5.54,5.54,5.54,5.54,5.54,0,0.5845448567141136,0]
[null,null,null,null,"Tmax Dia",2,7200,5.6666666666666679,0,0,3.1538461538461537,0,0,1.9607843137254912,5.6666666666666679,5.6666666666666679,5.6666666666666679,5.6666666666666679,5.6666666666666679,5.6666666666666679,5.6666666666666679,5.6666666666666679,0,0.5845448567141136,0]
[null,null,null,null,23.547135416666666,3,10800,5.7099999999999991,0,0,3.1538461538461537,0,0,2.0041176470588224,5.7099999999999991,5.7099999999999991,5.7099999999999991,5.7099999999999991,5.7099999999999991,5.7099999999999991,5.7099999999999991,5.7099999999999991,0,0.5845448567141136,0]
[null,null,null,null,"Tmin Dia",4,14400,5.0333333333333323,0,0,3.1538461538461537,0,0,1.3274509803921557,5.0333333333333323,5.0333333333333323,5.0333333333333323,5.0333333333333323,5.0333333333333323,5.0333333333333323,5.0333333333333323,5.0333333333333323,0,0.5845448567141136,0]
[null,null,null,null,18.547135416666666,5,18000,4.0500000000000007,0,0,3.1538461538461537,0,0,0.34411764705882408,4.0500000000000007,4.0500000000000007,4.0500000000000007,4.0500000000000007,4.0500000000000007,4.0500000000000007,4.0500000000000007,4.0500000000000007,0,0.5845448567141136,0]
[null,null,null,null,"Tmax Noche",6,21600,5.173333333333332,0,0,2.523076923076923,0,0,1.4674509803921554,5.173333333333332,5.173333333333332,5.173333333333332,5.173333333333332,5.173333333333332,5.173333333333332,5.173333333333332,5.173333333333332,0,0.5845448567141136,0]
[null,null,null,null,23.547135416666666,7,25200,6.06,55.154292268625028,0,3.0276923076923077,1.5,0,3.0114161220043565,6.9854507262939087,6.798792185895663,6.5053085660821734,6.3082808649853668,6.2917629637650254,6.3082808649853668,6.5053085660821734,6.798792185895663,0,0.5845448567141136,15.962962962962962]
[null,null,null,null,"Tmin Noche",8,28800,8.0066666666666659,249.30698715091705,109.54201157467666,1.5138461538461538,0,0,8.2399999999999984,13.552929372042923,12.434277377034412,10.675418467572129,9.4946236835047237,9.395631249973075,9.4946236835047237,10.675418467572129,12.434277377034412,0,0.5845448567141136,95.666666666666671]
[null,null,null,null,17,9,32400,8.8633333333333315,401.45203671129553,253.99380519872528,0.94615384615384612,0,0,12.324444444444442,18.954181797876775,16.918910775599386,13.718849821275732,11.570516453980041,11.390410011323446,11.570516453980041,13.718849821275732,16.918910775599386,0,0.5845448567141136,174.05555555555551]
[null,null,null,null,"Tsuelo",10,36000,10.686666666666667,518.53936108044365,365.94214948668196,0.94615384615384612,0,0,16.640098039215687,24.28660526913545,21.543569236078866,17.230687850942694,14.335272069453369,14.092533654478114,14.335272069453369,17.230687850942694,21.543569236078866,0,0.5845448567141136,234.58333333333334]
[null,null,null,null,8.4201388888888911,11,39600,11.59,563.86790419879219,371.50903859949341,0.94615384615384612,0,0,18.107320261437909,25.983872259190761,23.080703986430581,18.516046340445129,15.45160273417496,15.194693799533299,15.45160273417496,18.516046340445129,23.080703986430581,0,0.5845448567141136,248.2777777777778]
[null,null,null,null,"Infil RAH",12,43200,11.92,551.74833904479249,370.53932243145539,0.94615384615384612,0,0,18.292058823529413,26.109349795897273,23.247432627482642,18.747634180539499,15.726733239070885,15.473474722274323,15.726733239070885,18.747634180539499,23.247432627482642,0,0.5845448567141136,244.75000000000003]
[null,null,null,null,0.21766668174742482,13,46800,12.203333333333331,509.63798554360784,311.67395949017822,0.94615384615384612,0,0,17.481546840958604,24.852591404325022,22.301302630575453,18.289905868809168,15.596889193260935,15.371118993518408,15.596889193260935,18.289905868809168,22.301302630575453,0,0.5845448567141136,218.18518518518522]
[null,null,null,null,"Cat Mes",14,50400,13.189999999999998,385.6007410437764,281.18177331742385,0.94615384615384612,0,0,16.763202614379082,23.438668948029758,21.371566364918795,18.121456579838082,15.939523360963239,15.756600060441922,15.939523360963239,18.121456579838082,21.371566364918795,0,0.5845448567141136,176.77777777777777]
[null,null,null,null,"i",15,54000,13.113333333333333,225.82105015757332,56.243537746210961,0.94615384615384612,0,0,12.51932461873638,17.494730565358207,16.611025805073709,15.221574932151604,14.288779052597002,14.210577712828776,14.288779052597002,15.221574932151604,16.611025805073709,0,0.5845448567141136,75.574074074074062]
[null,null,null,null,null,16,57600,13,63.131294192020185,6.6443515217426743,1.1353846153846152,1.5,0,10.067701525054467,14.089176057801822,13.869494979804118,13.524089953933139,13.292205263953196,13.272765112226937,13.292205263953196,13.524089953933139,13.869494979804118,0,0.5845448567141136,18.787037037037031]
[null,null,null,null,null,17,61200,11.453333333333337,0,0,1.8923076923076922,1.5,0,7.7474509803921601,11.453333333333337,11.453333333333337,11.453333333333337,11.453333333333337,11.453333333333337,11.453333333333337,11.453333333333337,11.453333333333337,0,0.5845448567141136,0]
[null,null,null,null,null,18,64800,10.830000000000004,0,0,1.8923076923076922,1.5,0,7.124117647058827,10.830000000000004,10.830000000000004,10.830000000000004,10.830000000000004,10.830000000000004,10.830000000000004,10.830000000000004,10.830000000000004,0,0.5845448567141136,0]
[null,null,null,null,null,19,68400,9.2466666666666661,0,0,2.8384615384615381,1.5,0,5.5407843137254895,9.2466666666666661,9.2466666666666661,9.2466666666666661,9.2466666666666661,9.2466666666666661,9.2466666666666661,9.2466666666666661,9.2466666666666661,0,0.5845448567141136,0]
[null,null,null,null,null,20,72000,7.6733333333333338,0,0,3.4061538461538463,1.5,0,3.9674509803921572,7.6733333333333338,7.6733333333333338,7.6733333333333338,7.6733333333333338,7.6733333333333338,7.6733333333333338,7.6733333333333338,7.6733333333333338,0,0.5845448567141136,0]
[null,null,null,null,null,21,75600,6.7633333333333336,0,0,3.7846153846153845,1.5,0,3.057450980392157,6.7633333333333336,6.7633333333333336,6.7633333333333336,6.7633333333333336,6.7633333333333336,6.7633333333333336,6.7633333333333336,6.7633333333333336,0,0.5845448567141136,0]
[null,null,null,null,null,22,79200,5.7966666666666669,0,0,3.1538461538461537,0,0,2.0907843137254902,5.7966666666666669,5.7966666666666669,5.7966666666666669,5.7966666666666669,5.7966666666666669,5.7966666666666669,5.7966666666666669,5.7966666666666669,0,0.5845448567141136,0]
[null,null,null,null,null,23,82800,5.0366666666666671,0,0,3.1538461538461537,0,0,1.3307843137254904,5.0366666666666671,5.0366666666666671,5.0366666666666671,5.0366666666666671,5.0366666666666671,5.0366666666666671,5.0366666666666671,5.0366666666666671,0,0.5845448567141136,0]
[null,null,null,null,null,24,86400,5.4766666666666675,0,0,3.1538461538461537,0,0,1.7707843137254908,5.4766666666666675,5.4766666666666675,5.4766666666666675,5.4766666666666675,5.4766666666666675,5.4766666666666675,5.4766666666666675,5.4766666666666675,0,0.5845448567141136,0]
[null,null,null,null,null,null,"Valor Variable",{"$f":"+INDIRECT(H196&$C170)+((INDIRECT(H196&$C170+1)-INDIRECT(H196&$C170))/(INDIRECT($C$4&$C170+1)-INDIRECT($C$4&$C170)))*($C$6-INDIRECT($C$4&$C170))","v":5.4766666666666675},{"$f":"+INDIRECT(I196&$C170)+((INDIRECT(I196&$C170+1)-INDIRECT(I196&$C170))/(INDIRECT($C$4&$C170+1)-INDIRECT($C$4&$C170)))*($C$6-INDIRECT($C$4&$C170))","v":0},0,3.1538461538461537,0,0,1.7707843137254908,5.4766666666666675,5.4766666666666675,5.4766666666666675,5.4766666666666675,5.4766666666666675,5.4766666666666675,5.4766666666666675,5.4766666666666675,{"$f":"+INDIRECT(W196&$C170)","v":0},0.5845448567141136,0]
[null,null,null,null,null,null,null,{"$f":"MID(ADDRESS(ROW(),COLUMN()),2,1)","v":"H"},{"$f":"MID(ADDRESS(ROW(),COLUMN()),2,1)","v":"I"},"J","K","L","M","N","O","P","Q","R","S","T","U","V","W","X","Y"]
[]
[]
[]
[null,null,null,null,null,null,null,null,"Rad Ventanas: Sol Incidente*FS*FAV*FAR [W]"]
[null,null,null,null,"Mes","Tiempo [hrs]","Tiempo [s]","T° exterior","Difuso","Directo","Qgen Pers [W/m2]","Qgen Ilum [W/m2]","Qgen Equip [W/m2]","TsolH","TsolN","TsolNE","TsolE","TsolSE","TsolS","TsolSO","TsolO","TsolNO","Clima [0, 1 o 2]","N [RAH]","G total [W/m2]"]
[null,"Fila inicial intervalo",{"$f":"TRUNC($C$6/3600,0)+10+32*(E203-1)","v":202},null,"Julio",0,0,4.6645161290322577,0,0,3.1538461538461537,0,0,0.95863377609108102,4.6645161290322577,4.6645161290322577,4.6645161290322577,4.6645161290322577,4.6645161290322577,4.6645161290322577,4.6645161290322577,4.6645161290322577,0,0.5845448567141136,0]
[null,null,null,null,7,1,3600,4.0580645161290319,0,0,3.1538461538461537,0,0,0.35218216318785522,4.0580645161290319,4.0580645161290319,4.0580645161290319,4.0580645161290319,4.0580645161290319,4.0580645161290319,4.0580645161290319,4.0580645161290319,0,0.5845448567141136,0]
[null,null,null,null,"Tmax Dia",2,7200,4.0516129032258066,0,0,3.1538461538461537,0,0,0.34573055028462996,4.0516129032258066,4.0516129032258066,4.0516129032258066,4.0516129032258066,4.0516129032258066,4.0516129032258066,4.0516129032258066,4.0516129032258066,0,0.5845448567141136,0]
[null,null,null,null,23.470983870967743,3,10800,3.6129032258064515,0,0,3.1538461538461537,0,0,-9.2979127134725115E-2,3.6129032258064515,3.6129032258064515,3.6129032258064515,3.6129032258064515,3.6129032258064515,3.6129032258064515,3.6129032258064515,3.6129032258064515,0,0.5845448567141136,0]
[null,null,null,null,"Tmin Dia",4,14400,3.212903225806452,0,0,3.1538461538461537,0,0,-0.49297912713472458,3.212903225806452,3.212903225806452,3.212903225806452,3.212903225806452,3.212903225806452,3.212903225806452,3.212903225806452,3.212903225806452,0,0.5845448567141136,0]
[null,null,null,null,18.470983870967743,5,18000,3.3032258064516129,0,0,3.1538461538461537,0,0,-0.40265654648956373,3.3032258064516129,3.3032258064516129,3.3032258064516129,3.3032258064516129,3.3032258064516129,3.3032258064516129,3.3032258064516129,3.3032258064516129,0,0.5845448567141136,0]
[null,null,null,null,"Tmax Noche",6,21600,4.161290322580645,0.36444837805903485,0,2.523076923076923,0,0,0.4605734767025087,4.1684747304819316,4.1670469516069524,4.1648051073719081,4.1631623023050901,4.1629810067541753,4.1631623023050901,4.1648051073719081,4.1670469516069524,0,0.5845448567141136,0.12544802867383512]
[null,null,null,null,23.470983870967743,7,25200,5.2064516129032254,91.642201246480909,14.611738954756955,3.0276923076923077,0,0,2.6775669407547964,6.8434702704106574,6.5181406553260732,6.0073204331980783,5.6329955644017833,5.5916860781575615,5.6329955644017833,6.0073204331980783,6.5181406553260723,0,0.5845448567141136,28.58422939068101]
[null,null,null,null,"Tmin Noche",8,28800,6.4258064516129032,280.69151444692204,83.914114044417659,1.5138461538461538,0,0,6.7442230655703144,12.022973378708061,10.910631650893778,9.1640748600630459,7.884212369793083,7.7429701859480247,7.884212369793083,9.1640748600630459,10.910631650893778,0,0.5845448567141136,97.732974910394262]
[null,null,null,null,17,9,32400,8.2129032258064516,444.62702123202246,244.71216584369992,0.94615384615384612,0,0,12.078547332911658,18.743705693113661,16.650887815009977,13.364824561627978,10.956824363330561,10.691083934735673,10.956824363330561,13.364824561627978,16.650887815009973,0,0.5845448567141136,183.87992831541217]
[null,null,null,null,"Tsuelo",10,36000,9.6483870967741918,533.98313719795146,393.4831023240904,0.94615384615384612,0,0,16.101950242462575,23.778577922625956,20.970442828157609,16.561215613018319,13.330170076245288,12.973600576641944,13.330170076245288,16.561215613018319,20.970442828157609,0,0.5845448567141136,246.72939068100362]
[null,null,null,null,8.1215053763440874,11,39600,10.706451612903226,544.02203342994119,606.6628598102368,0.94615384615384612,0,0,19.554227282310773,28.166615501001296,24.696704897980013,19.248382879897605,15.255897194654617,14.815297207202132,15.255897194654617,19.248382879897605,24.696704897980009,0,0.5845448567141136,304.87455197132613]
[null,null,null,null,"Infil RAH",12,43200,11.903225806451614,524.50747936841628,485.49570376088536,0.94615384615384612,0,0,19.236401012017712,27.256818663493888,24.205553223457628,19.414571961436472,15.903780190428217,15.516338648440476,15.903780190428217,19.414571961436472,24.205553223457624,0,0.5845448567141136,268.09139784946245]
[null,null,null,null,0.21766668174742482,13,46800,12.954838709677418,526.56164295383996,497.04035600108227,0.94615384615384612,0,0,20.434492936959728,28.512160847920455,25.420407678357993,20.565854119100223,17.008477090125783,16.615894524301378,17.008477090125783,20.565854119100223,25.420407678357989,0,0.5845448567141136,271.64874551971326]
[null,null,null,null,"Cat Mes",14,50400,14.261290322580646,439.98858732945308,223.24255884178095,0.94615384615384612,0,0,17.845414294750157,24.400542559267738,22.38553862985043,19.221655887278356,16.903188565122498,16.647328744052484,16.903188565122498,19.221655887278356,22.38553862985043,0,0.5845448567141136,177.04301075268813]
[null,null,null,null,"i",15,54000,13.925806451612907,274.72781371504703,61.445119236631086,0.94615384615384612,0,0,13.937244360109638,19.096014280574465,18.068523411616098,16.45519622103944,15.272963289026064,15.142495240778246,15.272963289026064,16.45519622103944,18.068523411616098,0,0.5845448567141136,90.2777777777778]
[null,null,null,null,null,16,57600,13.338709677419356,76.964871111921596,9.3046450891140751,1.1353846153846152,0,0,10.589553025511279,14.669364655136212,14.404919610648962,13.989698031972507,13.685427064954077,13.651848538988162,13.685427064954077,13.989698031972507,14.404919610648962,0,0.5845448567141136,23.234767025089603]
[null,null,null,null,null,17,61200,12.161290322580648,0.19879002439583715,0,1.8923076923076922,1.5,0,8.4576217583807747,12.164369354538342,12.163757449306209,12.16279665891976,12.16209259960541,12.16201490151216,12.16209259960541,12.16279665891976,12.163757449306209,0,0.5845448567141136,5.3763440860215048E-2]
[null,null,null,null,null,18,64800,10.374193548387094,0,0,1.8923076923076922,1.5,0,6.6683111954459173,10.374193548387094,10.374193548387094,10.374193548387094,10.374193548387094,10.374193548387094,10.374193548387094,10.374193548387094,10.374193548387094,0,0.5845448567141136,0]
[null,null,null,null,null,19,68400,9.112903225806452,0,0,2.8384615384615381,1.5,0,5.4070208728652753,9.112903225806452,9.112903225806452,9.112903225806452,9.112903225806452,9.112903225806452,9.112903225806452,9.112903225806452,9.112903225806452,0,0.5845448567141136,0]
[null,null,null,null,null,20,72000,8.425806451612905,0,0,3.4061538461538463,1.5,0,4.7199240986717284,8.425806451612905,8.425806451612905,8.425806451612905,8.425806451612905,8.425806451612905,8.425806451612905,8.425806451612905,8.425806451612905,0,0.5845448567141136,0]
[null,null,null,null,null,21,75600,7.7548387096774185,0,0,3.7846153846153845,1.5,0,4.0489563567362419,7.7548387096774185,7.7548387096774185,7.7548387096774185,7.7548387096774185,7.7548387096774185,7.7548387096774185,7.7548387096774185,7.7548387096774185,0,0.5845448567141136,0]
[null,null,null,null,null,22,79200,6.8967741935483859,0,0,3.1538461538461537,0,0,3.1908918406072093,6.8967741935483859,6.8967741935483859,6.8967741935483859,6.8967741935483859,6.8967741935483859,6.8967741935483859,6.8967741935483859,6.8967741935483859,0,0.5845448567141136,0]
[null,null,null,null,null,23,82800,6.5419354838709678,0,0,3.1538461538461537,0,0,2.8360531309297912,6.5419354838709678,6.5419354838709678,6.5419354838709678,6.5419354838709678,6.5419354838709678,6.5419354838709678,6.5419354838709678,6.5419354838709678,0,0.5845448567141136,0]
[null,null,null,null,null,24,86400,4.6645161290322577,0,0,3.1538461538461537,0,0,0.95863377609108102,4.6645161290322577,4.6645161290322577,4.6645161290322577,4.6645161290322577,4.6645161290322577,4.6645161290322577,4.6645161290322577,4.6645161290322577,0,0.5845448567141136,0]
[null,null,null,null,null,null,"Valor Variable",{"$f":"+INDIRECT(H228&$C202)+((INDIRECT(H228&$C202+1)-INDIRECT(H228&$C202))/(INDIRECT($C$4&$C202+1)-INDIRECT($C$4&$C202)))*($C$6-INDIRECT($C$4&$C202))","v":4.6645161290322577},{"$f":"+INDIRECT(I228&$C202)+((INDIRECT(I228&$C202+1)-INDIRECT(I228&$C202))/(INDIRECT($C$4&$C202+1)-INDIRECT($C$4&$C202)))*($C$6-INDIRECT($C$4&$C202))","v":0},0,3.1538461538461537,0,0,0.95863377609108102,4.6645161290322577,4.6645161290322577,4.6645161290322577,4.6645161290322577,4.6645161290322577,4.6645161290322577,4.6645161290322577,4.6645161290322577,{"$f":"+INDIRECT(W228&$C202)","v":0},0.5845448567141136,0]
[null,null,null,null,null,null,null,{"$f":"MID(ADDRESS(ROW(),COLUMN()),2,1)","v":"H"},{"$f":"MID(ADDRESS(ROW(),COLUMN()),2,1)","v":"I"},"J","K","L","M","N","O","P","Q","R","S","T","U","V","W","X","Y"]
[]
[]
[]
[null,null,null,null,null,null,null,null,"Rad Ventanas: Sol Incidente*FS*FAV*FAR [W]"]
[null,null,null,null,"Mes","Tiempo [hrs]","Tiempo [s]","T° exterior","Difuso","Directo","Qgen Pers [W/m2]","Qgen Ilum [W/m2]","Qgen Equip [W/m2]","TsolH","TsolN","TsolNE","TsolE","TsolSE","TsolS","TsolSO","TsolO","TsolNO","Clima [0, 1 o 2]","N [RAH]","G total [W/m2]"]
[null,"Fila inicial intervalo",{"$f":"TRUNC($C$6/3600,0)+10+32*(E235-1)","v":234},null,"Agosto",0,0,6.3709677419354849,0,0,3.1538461538461537,0,0,2.6650853889943082,6.3709677419354849,6.3709677419354849,6.3709677419354849,6.3709677419354849,6.3709677419354849,6.3709677419354849,6.3709677419354849,6.3709677419354849,0,0.5845448567141136,0]
[null,null,null,null,8,1,3600,6.0096774193548379,0,0,3.1538461538461537,0,0,2.3037950664136613,6.0096774193548379,6.0096774193548379,6.0096774193548379,6.0096774193548379,6.0096774193548379,6.0096774193548379,6.0096774193548379,6.0096774193548379,0,0.5845448567141136,0]
[null,null,null,null,"Tmax Dia",2,7200,5.3419354838709676,0,0,3.1538461538461537,0,0,1.636053130929791,5.3419354838709676,5.3419354838709676,5.3419354838709676,5.3419354838709676,5.3419354838709676,5.3419354838709676,5.3419354838709676,5.3419354838709676,0,0.5845448567141136,0]
[null,null,null,null,23.778217741935482,3,10800,4.7645161290322573,0,0,3.1538461538461537,0,0,1.0586337760910807,4.7645161290322573,4.7645161290322573,4.7645161290322573,4.7645161290322573,4.7645161290322573,4.7645161290322573,4.7645161290322573,4.7645161290322573,0,0.5845448567141136,0]
[null,null,null,null,"Tmin Dia",4,14400,4.8322580645161297,0,0,3.1538461538461537,0,0,1.1263757115749531,4.8322580645161297,4.8322580645161297,4.8322580645161297,4.8322580645161297,4.8322580645161297,4.8322580645161297,4.8322580645161297,4.8322580645161297,0,0.5845448567141136,0]
[null,null,null,null,18.778217741935482,5,18000,4.4774193548387098,0,0,3.1538461538461537,0,0,0.77153700189753316,4.4774193548387098,4.4774193548387098,4.4774193548387098,4.4774193548387098,4.4774193548387098,4.4774193548387098,4.4774193548387098,4.4774193548387098,0,0.5845448567141136,0]
[null,null,null,null,"Tmax Noche",6,21600,5.1193548387096772,15.141173524816264,0,2.523076923076923,0,0,1.5909445498629555,5.3171179571215115,5.2869790724867771,5.2361364071143255,5.1865284478890503,5.1750593214665574,5.1865284478890503,5.2361364071143255,5.2869790724867771,0,0.5845448567141136,4.3100358422939067]
[null,null,null,null,23.778217741935482,7,25200,6.6354838709677413,190.54023838340996,48.600517302862734,3.0276923076923077,0,0,5.6654754374868217,9.6841606340108761,9.2195456037269885,8.4357652217379471,7.6710188232859364,7.4942130594131964,7.6710188232859364,8.4357652217379471,9.2195456037269885,0,0.5845448567141136,66.442652329749109]
[null,null,null,null,"Tmin Noche",8,28800,8.0838709677419338,425.67570557295267,251.76469900882017,1.5138461538461538,0,0,12.29892473118279,16.910437757898379,15.565278557610512,13.296067871091196,11.081964609868299,10.570074368624876,11.081964609868299,13.296067871091196,15.56527855761051,0,0.5845448567141136,192.36559139784944]
[null,null,null,null,17,9,32400,10.219354838709675,518.21246192921501,465.38500162488845,0.94615384615384612,0,0,18.163535736875392,23.201414015120598,21.222962284680435,17.885421413297571,14.628932198041703,13.876047235899861,14.628932198041703,17.885421413297571,21.222962284680435,0,0.5845448567141136,282.93010752688167]
[null,null,null,null,"Tsuelo",10,36000,12.02903225806452,644.3778640791063,497.07464181335371,0.94615384615384612,0,0,21.778557874762811,27.022848063143016,24.737806805638925,20.883066013949602,17.121936997260732,16.252381690866791,17.121936997260732,20.883066013949602,24.737806805638922,0,0.5845448567141136,326.77419354838707]
[null,null,null,null,9.3263440860215052,11,39600,13.435483870967742,667.5037702504884,698.69085031194822,0.94615384615384612,0,0,25.98951085810668,31.554450326874402,28.793139501576938,24.134957754594467,19.589899220085815,18.539103103011268,19.589899220085815,24.134957754594467,28.793139501576938,0,0.5845448567141136,394.88351254480273]
[null,null,null,null,"Infil RAH",12,43200,13.890322580645163,736.0200653255871,536.73780437181938,0.94615384615384612,0,0,25.161458992199027,30.579720714892893,28.036274550458149,23.745618681854086,19.559160717462444,18.591271362489788,19.559160717462444,23.745618681854086,28.036274550458145,0,0.5845448567141136,363.72759856630807]
[null,null,null,null,0.21766668174742482,13,46800,14.574193548387095,678.53661660445766,529.99097775104985,0.94615384615384612,0,0,25.119945182374021,30.455270911745714,28.035011955610109,23.952166232790326,19.96847177741509,19.047460390314829,19.96847177741509,23.952166232790326,28.035011955610109,0,0.5845448567141136,346.11111111111109]
[null,null,null,null,"Cat Mes",14,50400,15.287096774193547,589.31302732145934,356.73480669300812,0.94615384615384612,0,0,22.65052709255745,27.622005953971986,25.742179180735711,22.571013268388686,19.476858622406382,18.761504647767666,19.476858622406382,22.571013268388686,25.742179180735711,0,0.5845448567141136,268.82616487455198]
[null,null,null,null,"i",15,54000,14.587096774193546,425.60944223148744,203.48545916408935,0.94615384615384612,0,0,18.191513809825,22.733210423036923,21.491751543061916,19.397477678146359,17.354062925276537,16.881635062888058,17.354062925276537,19.397477678146359,21.491751543061913,0,0.5845448567141136,177.53584229390682]
[null,null,null,null,null,16,57600,13.370967741935484,207.70244382291719,53.536507341434721,1.1353846153846152,0,0,12.654438119333754,16.70210450986205,16.194442881357656,15.33804522055183,14.502445042499478,14.309258218642844,14.502445042499478,15.33804522055183,16.194442881357656,0,0.5845448567141136,72.598566308243718]
[null,null,null,null,null,17,61200,12.374193548387096,13.219536622323171,1.0514534993407794,1.8923076923076922,1.5,0,8.8288108791903852,12.553043769819835,12.525787190160564,12.479806817110635,12.434943070202122,12.424570783312756,12.434943070202122,12.479806817110635,12.525787190160564,0,0.5845448567141136,3.8978494623655906]
[null,null,null,null,null,18,64800,11.167741935483871,0,0,1.8923076923076922,1.5,0,7.4618595825426945,11.167741935483871,11.167741935483871,11.167741935483871,11.167741935483871,11.167741935483871,11.167741935483871,11.167741935483871,11.167741935483871,0,0.5845448567141136,0]
[null,null,null,null,null,19,68400,10.151612903225804,0,0,2.8384615384615381,1.5,0,6.4457305502846269,10.151612903225804,10.151612903225804,10.151612903225804,10.151612903225804,10.151612903225804,10.151612903225804,10.151612903225804,10.151612903225804,0,0.5845448567141136,0]
[null,null,null,null,null,20,72000,9.0290322580645164,0,0,3.4061538461538463,1.5,0,5.3231499051233397,9.0290322580645164,9.0290322580645164,9.0290322580645164,9.0290322580645164,9.0290322580645164,9.0290322580645164,9.0290322580645164,9.0290322580645164,0,0.5845448567141136,0]
[null,null,null,null,null,21,75600,8.1161290322580637,0,0,3.7846153846153845,1.5,0,4.4102466793168871,8.1161290322580637,8.1161290322580637,8.1161290322580637,8.1161290322580637,8.1161290322580637,8.1161290322580637,8.1161290322580637,8.1161290322580637,0,0.5845448567141136,0]
[null,null,null,null,null,22,79200,7.3516129032258064,0,0,3.1538461538461537,0,0,3.6457305502846298,7.3516129032258064,7.3516129032258064,7.3516129032258064,7.3516129032258064,7.3516129032258064,7.3516129032258064,7.3516129032258064,7.3516129032258064,0,0.5845448567141136,0]
[null,null,null,null,null,23,82800,6.6129032258064511,0,0,3.1538461538461537,0,0,2.9070208728652744,6.6129032258064511,6.6129032258064511,6.6129032258064511,6.6129032258064511,6.6129032258064511,6.6129032258064511,6.6129032258064511,6.6129032258064511,0,0.5845448567141136,0]
[null,null,null,null,null,24,86400,6.3709677419354849,0,0,3.1538461538461537,0,0,2.6650853889943082,6.3709677419354849,6.3709677419354849,6.3709677419354849,6.3709677419354849,6.3709677419354849,6.3709677419354849,6.3709677419354849,6.3709677419354849,0,0.5845448567141136,0]
[null,null,null,null,null,null,"Valor Variable",{"$f":"+INDIRECT(H260&$C234)+((INDIRECT(H260&$C234+1)-INDIRECT(H260&$C234))/(INDIRECT($C$4&$C234+1)-INDIRECT($C$4&$C234)))*($C$6-INDIRECT($C$4&$C234))","v":6.3709677419354849},{"$f":"+INDIRECT(I260&$C234)+((INDIRECT(I260&$C234+1)-INDIRECT(I260&$C234))/(INDIRECT($C$4&$C234+1)-INDIRECT($C$4&$C234)))*($C$6-INDIRECT($C$4&$C234))","v":0},0,3.1538461538461537,0,0,2.6650853889943082,6.3709677419354849,6.3709677419354849,6.3709677419354849,6.3709677419354849,6.3709677419354849,6.3709677419354849,6.3709677419354849,6.3709677419354849,{"$f":"+INDIRECT(W260&$C234)","v":0},0.5845448567141136,0]
[null,null,null,null,null,null,null,{"$f":"MID(ADDRESS(ROW(),COLUMN()),2,1)","v":"H"},{"$f":"MID(ADDRESS(ROW(),COLUMN()),2,1)","v":"I"},"J","K","L","M","N","O","P","Q","R","S","T","U","V","W","X","Y"]
[]
[]
[]
[null,null,null,null,null,null,null,null,"Rad Ventanas: Sol Incidente*FS*FAV*FAR [W]"]
[null,null,null,null,"Mes","Tiempo [hrs]","Tiempo [s]","T° exterior","Difuso","Directo","Qgen Pers [W/m2]","Qgen Ilum [W/m2]","Qgen Equip [W/m2]","TsolH","TsolN","TsolNE","TsolE","TsolSE","TsolS","TsolSO","TsolO","TsolNO","Clima [0, 1 o 2]","N [RAH]","G total [W/m2]"]
[null,"Fila inicial intervalo",{"$f":"TRUNC($C$6/3600,0)+10+32*(E267-1)","v":266},null,"Septiembre",0,0,8.2633333333333336,0,0,3.1538461538461537,0,0,4.557450980392157,8.2633333333333336,8.2633333333333336,8.2633333333333336,8.2633333333333336,8.2633333333333336,8.2633333333333336,8.2633333333333336,8.2633333333333336,0,0.5845448567141136,0]
[null,null,null,null,9,1,3600,7.6666666666666679,0,0,3.1538461538461537,0,0,3.9607843137254912,7.6666666666666679,7.6666666666666679,7.6666666666666679,7.6666666666666679,7.6666666666666679,7.6666666666666679,7.6666666666666679,7.6666666666666679,0,0.5845448567141136,0]
[null,null,null,null,"Tmax Dia",2,7200,7.1266666666666678,0,0,3.1538461538461537,0,0,3.4207843137254912,7.1266666666666678,7.1266666666666678,7.1266666666666678,7.1266666666666678,7.1266666666666678,7.1266666666666678,7.1266666666666678,7.1266666666666678,0,0.5845448567141136,0]
[null,null,null,null,24.296693749999999,3,10800,6.3099999999999987,0,0,3.1538461538461537,0,0,2.6041176470588221,6.3099999999999987,6.3099999999999987,6.3099999999999987,6.3099999999999987,6.3099999999999987,6.3099999999999987,6.3099999999999987,6.3099999999999987,0,0.5845448567141136,0]
[null,null,null,null,"Tmin Dia",4,14400,6.16,0,0,3.1538461538461537,0,0,2.4541176470588235,6.16,6.16,6.16,6.16,6.16,6.16,6.16,6.16,0,0.5845448567141136,0]
[null,null,null,null,19.296693749999999,5,18000,6.28,0.17118029878530422,0,3.1538461538461537,0,0,2.5760239651416121,6.2815113160493237,6.2814422096595637,6.2811989149338556,6.2808029685089961,6.2806072925445644,6.2808029685089961,6.2811989149338556,6.2814422096595637,0,0.5845448567141136,4.6296296296296294E-2]
[null,null,null,null,"Tmax Noche",6,21600,6.6733333333333356,82.200779476703104,0,2.523076923076923,0,0,3.9728431372549045,7.4704014177465732,7.4339547077869836,7.305641069448666,7.0968189249778098,6.9936194213365699,7.0968189249778098,7.305641069448666,7.4339547077869836,0,0.5845448567141136,24.416666666666671]
[null,null,null,null,24.296693749999999,7,25200,8.0833333333333339,351.12502886841617,48.600517302862734,3.0276923076923077,0,0,10.619880174291939,13.032288868448214,12.805993084539086,12.009300175736179,10.712734012891534,10.071973499763731,10.712734012891534,12.009300175736179,12.805993084539086,0,0.5845448567141136,151.60185185185182]
[null,null,null,null,"Tmin Noche",8,28800,9.6733333333333356,548.83827396544234,251.76469900882017,1.5138461538461538,0,0,17.642886710239654,18.929539609020324,18.506290614294301,17.016207737224029,14.591194263530051,13.39275725177211,14.591194263530051,17.016207737224029,18.506290614294301,0,0.5845448567141136,283.54629629629636]
[null,null,null,null,17.296693749999999,9,32400,11.533333333333331,707.89900759674731,465.38500162488845,0.94615384615384612,0,0,23.211819172113287,23.729956114584205,23.172253727940515,21.208816632533065,18.013449794632603,16.43430562647649,18.013449794632603,21.208816632533065,23.172253727940515,0,0.5845448567141136,373.62037037037038]
[null,null,null,null,"Tsuelo",10,36000,13.460000000000003,821.32307357188961,497.07464181335371,0.94615384615384612,0,0,28.85694989106754,28.604595867061384,27.912094556551224,25.474086769178051,21.506386834946813,19.545557130570369,21.506386834946813,25.474086769178051,27.912094556551224,0,0.5845448567141136,463.92592592592592]
[null,null,null,null,11.359583333333333,11,39600,15.363333333333337,918.93007993927017,698.69085031194822,0.94615384615384612,0,0,31.89568627450981,31.408069039371821,30.674407963120416,28.09149383711565,23.887968212238146,21.810593903446225,23.887968212238146,28.09149383711565,30.674407963120416,0,0.5845448567141136,491.5]
[null,null,null,null,"Infil RAH",12,43200,16.47,769.4212069801855,536.73780437181938,0.94615384615384612,0,0,33.34549019607843,32.786772594916719,32.04067236850846,29.413965191876283,25.139169210524081,23.026573228134467,25.139169210524081,29.413965191876283,32.04067236850846,0,0.5845448567141136,499.83333333333331]
[null,null,null,null,0.21766668174742482,13,46800,17.146666666666668,730.56327915592146,529.99097775104985,0.94615384615384612,0,0,33.148681917211334,32.770954247783344,32.056518569163259,29.541289035850415,25.4479157063688,23.424978450881756,25.4479157063688,29.541289035850415,32.056518569163259,0,0.5845448567141136,478.62037037037038]
[null,null,null,null,"Cat Mes",14,50400,17.626666666666665,700.16165809165147,356.73480669300812,0.94615384615384612,0,0,30.471056644880175,30.747610343683817,30.147642489062719,28.035406339412351,24.597878668067871,22.899059080065378,24.597878668067871,28.035406339412351,30.147642489062719,0,0.5845448567141136,401.93518518518516]
[null,null,null,null,"i",15,54000,17.193333333333332,554.52145988511472,203.48545916408935,0.94615384615384612,0,0,24.955479302832241,26.285108422853913,25.869378203333813,24.40576579242056,22.023831289751286,20.846683822923502,22.023831289751286,24.40576579242056,25.869378203333813,0,0.5845448567141136,278.50925925925924]
[null,null,null,null,null,16,57600,16.630000000000003,352.18634672088496,53.536507341434721,1.1353846153846152,0,0,19.006797385620914,21.452307250181569,21.231802581734357,20.455497770945765,19.192111918504342,18.567749051195907,19.192111918504342,20.455497770945765,21.231802581734357,0,0.5845448567141136,147.72222222222217]
[null,null,null,null,null,17,61200,14.9,82.474667954759582,1.0514534993407794,1.8923076923076922,0,0,12.181971677559915,15.683163976759461,15.647353045585666,15.52127771872386,15.316098281361711,15.214698996593242,15.316098281361711,15.52127771872386,15.647353045585666,0,0.5845448567141136,23.990740740740744]
[null,null,null,null,null,18,64800,13.733333333333331,0.34236059757060844,0,1.8923076923076922,1.5,0,10.03126361655773,13.736355965431978,13.736217752652458,13.735731163201041,13.734939270351322,13.734547918422459,13.734939270351322,13.735731163201041,13.736217752652458,0,0.5845448567141136,9.2592592592592587E-2]
[null,null,null,null,null,19,68400,12.360000000000003,0,0,2.8384615384615381,1.5,0,8.6541176470588255,12.360000000000003,12.360000000000003,12.360000000000003,12.360000000000003,12.360000000000003,12.360000000000003,12.360000000000003,12.360000000000003,0,0.5845448567141136,0]
[null,null,null,null,null,20,72000,10.949999999999998,0,0,3.4061538461538463,1.5,0,7.2441176470588209,10.949999999999998,10.949999999999998,10.949999999999998,10.949999999999998,10.949999999999998,10.949999999999998,10.949999999999998,10.949999999999998,0,0.5845448567141136,0]
[null,null,null,null,null,21,75600,10.413333333333334,0,0,3.7846153846153845,1.5,0,6.7074509803921574,10.413333333333334,10.413333333333334,10.413333333333334,10.413333333333334,10.413333333333334,10.413333333333334,10.413333333333334,10.413333333333334,0,0.5845448567141136,0]
[null,null,null,null,null,22,79200,9.7233333333333327,0,0,3.1538461538461537,0,0,6.0174509803921561,9.7233333333333327,9.7233333333333327,9.7233333333333327,9.7233333333333327,9.7233333333333327,9.7233333333333327,9.7233333333333327,9.7233333333333327,0,0.5845448567141136,0]
[null,null,null,null,null,23,82800,8.8899999999999988,0,0,3.1538461538461537,0,0,5.1841176470588222,8.8899999999999988,8.8899999999999988,8.8899999999999988,8.8899999999999988,8.8899999999999988,8.8899999999999988,8.8899999999999988,8.8899999999999988,0,0.5845448567141136,0]
[null,null,null,null,null,24,86400,8.2633333333333336,0,0,3.1538461538461537,0,0,4.557450980392157,8.2633333333333336,8.2633333333333336,8.2633333333333336,8.2633333333333336,8.2633333333333336,8.2633333333333336,8.2633333333333336,8.2633333333333336,0,0.5845448567141136,0]
[null,null,null,null,null,null,"Valor Variable",{"$f":"+INDIRECT(H292&$C266)+((INDIRECT(H292&$C266+1)-INDIRECT(H292&$C266))/(INDIRECT($C$4&$C266+1)-INDIRECT($C$4&$C266)))*($C$6-INDIRECT($C$4&$C266))","v":8.2633333333333336},{"$f":"+INDIRECT(I292&$C266)+((INDIRECT(I292&$C266+1)-INDIRECT(I292&$C266))/(INDIRECT($C$4&$C266+1)-INDIRECT($C$4&$C266)))*($C$6-INDIRECT($C$4&$C266))","v":0},0,3.1538461538461537,0,0,4.557450980392157,8.2633333333333336,8.2633333333333336,8.2633333333333336,8.2633333333333336,8.2633333333333336,8.2633333333333336,8.2633333333333336,8.2633333333333336,{"$f":"+INDIRECT(W292&$C266)","v":0},0.5845448567141136,0]
[null,null,null,null,null,null,null,{"$f":"MID(ADDRESS(ROW(),COLUMN()),2,1)","v":"H"},{"$f":"MID(ADDRESS(ROW(),COLUMN()),2,1)","v":"I"},"J","K","L","M","N","O","P","Q","R","S","T","U","V","W","X","Y"]
[]
[]
[]
[null,null,null,null,null,null,null,null,"Rad Ventanas: Sol Incidente*FS*FAV*FAR [W]"]
[null,null,null,null,"Mes","Tiempo [hrs]","Tiempo [s]","T° exterior","Difuso","Directo","Qgen Pers [W/m2]","Qgen Ilum [W/m2]","Qgen Equip [W/m2]","TsolH","TsolN","TsolNE","TsolE","TsolSE","TsolS","TsolSO","TsolO","TsolNO","Clima [0, 1 o 2]","N [RAH]","G total [W/m2]"]
[null,"Fila inicial intervalo",{"$f":"TRUNC($C$6/3600,0)+10+32*(E299-1)","v":298},null,"Octubre",0,0,9.3870967741935463,0,0,3.1538461538461537,0,0,5.6812144212523696,9.3870967741935463,9.3870967741935463,9.3870967741935463,9.3870967741935463,9.3870967741935463,9.3870967741935463,9.3870967741935463,9.3870967741935463,0,0.66725819577813505,0]
[null,null,null,null,10,1,3600,9.2290322580645174,0,0,3.1538461538461537,0,0,5.5231499051233408,9.2290322580645174,9.2290322580645174,9.2290322580645174,9.2290322580645174,9.2290322580645174,9.2290322580645174,9.2290322580645174,9.2290322580645174,0,0.66725819577813505,0]
[null,null,null,null,"Tmax Dia",2,7200,8.9774193548387107,0,0,3.1538461538461537,0,0,5.271537001897534,8.9774193548387107,8.9774193548387107,8.9774193548387107,8.9774193548387107,8.9774193548387107,8.9774193548387107,8.9774193548387107,8.9774193548387107,0,0.66725819577813505,0]
[null,null,null,null,24.903576612903223,3,10800,8.4290322580645167,0,0,3.1538461538461537,0,0,4.7231499051233401,8.4290322580645167,8.4290322580645167,8.4290322580645167,8.4290322580645167,8.4290322580645167,8.4290322580645167,8.4290322580645167,8.4290322580645167,0,0.66725819577813505,0]
[null,null,null,null,"Tmin Dia",4,14400,8.0290322580645164,0,0,3.1538461538461537,0,0,4.3231499051233397,8.0290322580645164,8.0290322580645164,8.0290322580645164,8.0290322580645164,8.0290322580645164,8.0290322580645164,8.0290322580645164,8.0290322580645164,0,0.66725819577813505,0]
[null,null,null,null,19.903576612903223,5,18000,8.380645161290321,19.481422390792044,0,3.1538461538461537,0,0,4.8990934008011786,8.5037311187754927,8.5212600757306785,8.5180170332140097,8.482444461893893,8.4488375512556733,8.482444461893893,8.5180170332140097,8.5212600757306785,0,0.66725819577813505,5.4480286738351245]
[null,null,null,null,"Tmax Noche",6,21600,8.7838709677419349,260.24927360488351,0,2.523076923076923,0,0,9.0753531520134914,10.977149361482656,11.289499229332131,11.23171119869793,10.59784074198387,9.9989965481442873,10.59784074198387,11.23171119869793,11.289499229332131,0,0.66725819577813505,97.078853046594972]
[null,null,null,null,24.903576612903223,7,25200,10.312903225806455,493.3637088797351,219.84332874442899,3.0276923076923077,0,0,16.286074214632091,15.623616914471802,16.379927979941179,16.240002430040221,14.705174694118128,13.255158104031938,14.705174694118128,16.240002430040221,16.379927979941179,0,0.66725819577813505,235.06272401433694]
[null,null,null,null,"Tmin Noche",8,28800,12.690322580645159,716.14106288600351,404.58383009014847,1.5138461538461538,0,0,24.661016234450766,21.291763635957672,22.516714825286499,22.290085893628206,19.804218442560547,17.45571446361868,19.804218442560547,22.290085893628206,22.516714825286495,0,0.66725819577813505,380.71684587813621]
[null,null,null,null,17.903576612903223,9,32400,15.025806451612901,841.54443660904406,653.87011566430647,0.94615384615384612,0,0,33.13828800337339,26.997130481100058,28.701994528119698,28.386576639664575,24.926793033671473,21.658189326960201,24.926793033671473,28.386576639664575,28.701994528119698,0,0.66725819577813505,529.87455197132613]
[null,null,null,null,"Tsuelo",10,36000,17.148387096774194,913.53955711106983,759.02353291333884,0.94615384615384612,0,0,38.064263124604686,30.657880706807966,32.581799054724812,32.225853802714333,28.321530070257005,24.632950529616146,28.321530070257005,32.225853802714333,32.581799054724812,0,0.66725819577813505,597.95698924731187]
[null,null,null,null,13.739516129032255,11,39600,18.583870967741934,1030.3618281143567,777.10798236833398,0.94615384615384612,0,0,41.144960995150754,32.996062414003312,35.048536056431956,34.668806714648738,30.503597956671008,26.568549313175183,30.503597956671008,34.668806714648738,35.048536056431956,0,0.66725819577813505,637.91218637992836]
[null,null,null,null,"Infil RAH",12,43200,19.883870967741935,946.20738445345216,824.57723929789688,0.94615384615384612,0,0,42.411385199240982,34.277640009182335,36.327490074171962,35.948246121975941,31.788361548192512,27.858342886387604,31.788361548192512,35.948246121975941,36.327490074171962,0,0.66725819577813505,637.0967741935483]
[null,null,null,null,0.13495334268340339,13,46800,20.848387096774189,890.64557263481561,764.79970219264032,0.94615384615384612,0,0,41.619259962049327,34.278320211262439,36.190908164305291,35.837059155237334,31.955728877597124,28.288872224918141,31.955728877597124,35.837059155237334,36.190908164305291,0,3.6672581957781349,594.43548387096757]
[null,null,null,null,"Cat Mes",14,50400,21.28709677419355,826.46952642569283,680.89018269567066,0.94615384615384612,0,0,39.746036263967952,33.448515728152046,35.180451634679784,34.860025165758941,31.345302999782966,28.024796514964315,31.345302999782966,34.860025165758941,35.180451634679784,0,3.6672581957781349,538.28853046594975]
[null,null,null,null,"v",15,54000,20.483870967741932,643.28451894492878,446.27691774041023,0.94615384615384612,0,0,32.436854311617125,29.075594710621409,30.299162034927456,30.07278913294153,27.589730042767567,25.243879240981347,27.589730042767567,30.07278913294153,30.299162034927456,0,3.6672581957781349,380.28673835125454]
[null,null,null,null,null,16,57600,18.79032258064516,422.85951356067824,308.54047848296761,1.1353846153846152,0,0,25.666719375922408,24.596619203395541,25.423507385026589,25.270524321834831,23.592470180334374,22.007141555310088,23.592470180334374,25.270524321834831,25.423507385026589,0,0.66725819577813505,256.99820788530462]
[null,null,null,null,null,17,61200,17.20645161290323,279.43251095908175,0,1.8923076923076922,0,0,17.988288003373395,19.668778094633744,20.019443725301379,19.954566873113471,19.242939924155273,18.570635887818664,19.242939924155273,19.954566873113471,20.019443725301379,0,0.66725819577813505,108.9874551971326]
[null,null,null,null,null,18,64800,15.56774193548387,18.156155561486464,0,1.8923076923076922,1.5,0,12.072538477756694,15.68333746463524,15.699799692302035,15.696754005991149,15.663346212859922,15.631784459612515,15.663346212859922,15.696754005991149,15.699799692302035,0,0.66725819577813505,5.1164874551971318]
[null,null,null,null,null,19,68400,13.877419354838709,0,0,2.8384615384615381,1.5,0,10.171537001897534,13.877419354838709,13.877419354838709,13.877419354838709,13.877419354838709,13.877419354838709,13.877419354838709,13.877419354838709,13.877419354838709,0,0.66725819577813505,0]
[null,null,null,null,null,20,72000,13.116129032258067,0,0,3.4061538461538463,1.5,0,9.4102466793168915,13.116129032258067,13.116129032258067,13.116129032258067,13.116129032258067,13.116129032258067,13.116129032258067,13.116129032258067,13.116129032258067,0,0.66725819577813505,0]
[null,null,null,null,null,21,75600,12.222580645161285,0,0,3.7846153846153845,1.5,0,8.5166982922201093,12.222580645161285,12.222580645161285,12.222580645161285,12.222580645161285,12.222580645161285,12.222580645161285,12.222580645161285,12.222580645161285,0,0.66725819577813505,0]
[null,null,null,null,null,22,79200,11.209677419354838,0,0,3.1538461538461537,0,0,7.5037950664136615,11.209677419354838,11.209677419354838,11.209677419354838,11.209677419354838,11.209677419354838,11.209677419354838,11.209677419354838,11.209677419354838,0,0.66725819577813505,0]
[null,null,null,null,null,23,82800,10.277419354838711,0,0,3.1538461538461537,0,0,6.5715370018975348,10.277419354838711,10.277419354838711,10.277419354838711,10.277419354838711,10.277419354838711,10.277419354838711,10.277419354838711,10.277419354838711,0,0.66725819577813505,0]
[null,null,null,null,null,24,86400,9.3870967741935463,0,0,3.1538461538461537,0,0,5.6812144212523696,9.3870967741935463,9.3870967741935463,9.3870967741935463,9.3870967741935463,9.3870967741935463,9.3870967741935463,9.3870967741935463,9.3870967741935463,0,0.66725819577813505,0]
[null,null,null,null,null,null,"Valor Variable",{"$f":"+INDIRECT(H324&$C298)+((INDIRECT(H324&$C298+1)-INDIRECT(H324&$C298))/(INDIRECT($C$4&$C298+1)-INDIRECT($C$4&$C298)))*($C$6-INDIRECT($C$4&$C298))","v":9.3870967741935463},{"$f":"+INDIRECT(I324&$C298)+((INDIRECT(I324&$C298+1)-INDIRECT(I324&$C298))/(INDIRECT($C$4&$C298+1)-INDIRECT($C$4&$C298)))*($C$6-INDIRECT($C$4&$C298))","v":0},0,3.1538461538461537,0,0,5.6812144212523696,9.3870967741935463,9.3870967741935463,9.3870967741935463,9.3870967741935463,9.3870967741935463,9.3870967741935463,9.3870967741935463,9.3870967741935463,{"$f":"+INDIRECT(W324&$C298)","v":0},0.66725819577813505,0]
[null,null,null,null,null,null,null,{"$f":"MID(ADDRESS(ROW(),COLUMN()),2,1)","v":"H"},{"$f":"MID(ADDRESS(ROW(),COLUMN()),2,1)","v":"I"},"J","K","L","M","N","O","P","Q","R","S","T","U","V","W","X","Y"]
[]
[]
[]
[null,null,null,null,null,null,null,null,"Rad Ventanas: Sol Incidente*FS*FAV*FAR [W]"]
[null,null,null,null,"Mes","Tiempo [hrs]","Tiempo [s]","T° exterior","Difuso","Directo","Qgen Pers [W/m2]","Qgen Ilum [W/m2]","Qgen Equip [W/m2]","TsolH","TsolN","TsolNE","TsolE","TsolSE","TsolS","TsolSO","TsolO","TsolNO","Clima [0, 1 o 2]","N [RAH]","G total [W/m2]"]
[null,"Fila inicial intervalo",{"$f":"TRUNC($C$6/3600,0)+10+32*(E331-1)","v":330},null,"Noviembre",0,0,12.328033333333334,0,0,3.1538461538461537,0,0,8.6221509803921563,12.328033333333334,12.328033333333334,12.328033333333334,12.328033333333334,12.328033333333334,12.328033333333334,12.328033333333334,12.328033333333334,0,0.66725819577813505,0]
[null,null,null,null,11,1,3600,11.349533333333335,0,0,3.1538461538461537,0,0,7.6436509803921586,11.349533333333335,11.349533333333335,11.349533333333335,11.349533333333335,11.349533333333335,11.349533333333335,11.349533333333335,11.349533333333335,0,0.66725819577813505,0]
[null,null,null,null,"Tmax Dia",2,7200,10.75213333333333,0,0,3.1538461538461537,0,0,7.0462509803921529,10.75213333333333,10.75213333333333,10.75213333333333,10.75213333333333,10.75213333333333,10.75213333333333,10.75213333333333,10.75213333333333,0,0.66725819577813505,0]
[null,null,null,null,25.582283333333333,3,10800,9.9452999999999996,0,0,3.1538461538461537,0,0,6.239417647058823,9.9452999999999996,9.9452999999999996,9.9452999999999996,9.9452999999999996,9.9452999999999996,9.9452999999999996,9.9452999999999996,9.9452999999999996,0,0.66725819577813505,0]
[null,null,null,null,"Tmin Dia",4,14400,9.5367333333333342,0,0,3.1538461538461537,0,0,5.8308509803921575,9.5367333333333342,9.5367333333333342,9.5367333333333342,9.5367333333333342,9.5367333333333342,9.5367333333333342,9.5367333333333342,9.5367333333333342,0,0.66725819577813505,0]
[null,null,null,null,20.582283333333333,5,18000,9.6260000000000012,80.591684668121218,0,3.1538461538461537,0,0,6.9091154684095875,10.007844779967396,10.149810038346965,10.219380818958507,10.108460320086797,9.9493674476035583,10.108460320086797,10.219380818958507,10.149810038346965,0,0.66725819577813505,24.018518518518523]
[null,null,null,null,"Tmax Noche",6,21600,10.587333333333335,386.49087859745993,0,2.523076923076923,0,0,14.297790849673202,13.450727573859842,14.515302826750897,15.037003221683705,14.20522776137048,13.012215211045133,14.20522776137048,15.037003221683705,14.515302826750895,0,0.66725819577813505,180.11111111111106]
[null,null,null,null,25.582283333333333,7,25200,12.434466666666669,612.03804027697674,0,3.0276923076923077,0,0,22.650425272331152,17.809586998397361,19.80799155110746,20.787319636701305,19.225923331265495,16.986418227670491,19.225923331265495,20.787319636701305,19.807991551107456,0,0.66725819577813505,338.10185185185179]
[null,null,null,null,"Tmin Noche",8,28800,15.170833333333336,721.97002815689905,0,1.5138461538461538,0,0,30.681781045751638,22.590309988960396,25.348781430018789,26.70058407271868,24.545331218196399,21.454059802709637,24.545331218196399,26.70058407271868,25.348781430018786,0,0.66725819577813505,466.69444444444446]
[null,null,null,null,18.582283333333333,9,32400,17.653133333333336,878.87389002350915,683.70743244433049,0.94615384615384612,0,0,39.137338126361655,27.378840585625458,30.994740593774338,32.766730368255658,29.941550198458479,25.88940444480869,29.941550198458479,32.766730368255658,30.994740593774331,0,0.66725819577813505,611.75925925925924]
[null,null,null,null,"Tsuelo",10,36000,19.898533333333329,1002.4318296867417,823.8878493590164,0.94615384615384612,0,0,45.916725054466227,31.374779569192242,35.641508741816779,37.732440583773979,34.398753639658239,29.617258449011267,34.398753639658239,37.732440583773979,35.641508741816772,0,0.66725819577813505,721.87037037037044]
[null,null,null,null,16.40111111111111,11,39600,21.560266666666667,995.82427015362896,966.60684680457257,0.94615384615384612,0,0,50.720070588235288,34.249466251381136,38.96715676905103,41.279084459982442,37.593051752295807,32.30618830056099,37.593051752295807,41.279084459982442,38.967156769051023,0,3.6672581957781349,798.1666666666664]
[null,null,null,null,"Infil RAH",12,43200,23.122433333333333,1072.7869324875014,837.17308747057336,0.94615384615384612,0,0,50.22341372549019,35.016736305933726,39.438893903306898,41.605994217483371,38.150867714078629,33.195192200435365,38.150867714078629,41.605994217483371,39.438893903306891,0,3.6672581957781349,748.16666666666652]
[null,null,null,null,0.13495334268340339,13,46800,23.901799999999994,960.83501708191284,829.04962977178718,0.94615384615384612,0,0,49.573041830065364,35.244091436410052,39.461017839132737,41.527543586118277,38.232768613464842,33.50708472349627,38.232768613464842,41.527543586118277,39.46101783913273,0,3.6672581957781349,713.44444444444457]
[null,null,null,null,"Cat Mes",14,50400,24.107800000000001,912.87029736227032,658.03392134212413,0.94615384615384612,0,0,45.392222657952075,33.756372840301793,37.343595209518178,39.101531364477353,36.298757648577158,32.278749391142178,36.298757648577158,39.101531364477353,37.343595209518178,0,3.6672581957781349,606.9074074074075]
[null,null,null,null,"v",15,54000,23.520699999999994,679.17495346057308,566.00191516295445,0.94615384615384612,0,0,40.129305664488015,31.363974312344915,34.280008582576315,35.709025672994258,33.430665603263172,30.162821951893893,33.430665603263172,35.709025672994258,34.280008582576315,0,3.6672581957781349,493.35185185185196]
[null,null,null,null,null,16,57600,22.325900000000001,573.55670911004029,0,1.1353846153846152,0,0,31.810976252723311,27.418832034430196,29.312322400434962,30.240236767280802,28.760812164365063,26.638878778792559,28.760812164365063,30.240236767280802,29.312322400434958,0,3.6672581957781349,320.3518518518519]
[null,null,null,null,null,17,61200,20.780899999999999,375.74075583374287,0,1.8923076923076922,0,0,24.324364052287581,23.579819293099476,24.620423542455352,25.13037682794026,24.317330426418788,23.151180897738644,24.317330426418788,25.13037682794026,24.620423542455352,0,3.6672581957781349,176.05555555555557]
[null,null,null,null,null,18,64800,19.136333333333329,99.832350251589446,0,1.8923076923076922,0,0,16.72789106753812,19.637265402041518,19.823505870147024,19.914773937387221,19.769260268281428,19.560550536184103,19.769260268281428,19.914773937387221,19.823505870147024,0,0.66725819577813505,31.509259259259256]
[null,null,null,null,null,19,68400,17.714933333333331,0,0,2.8384615384615381,1.5,0,14.009050980392153,17.714933333333331,17.714933333333331,17.714933333333331,17.714933333333331,17.714933333333331,17.714933333333331,17.714933333333331,17.714933333333331,0,0.66725819577813505,0]
[null,null,null,null,null,20,72000,16.139033333333334,0,0,3.4061538461538463,1.5,0,12.433150980392156,16.139033333333334,16.139033333333334,16.139033333333334,16.139033333333334,16.139033333333334,16.139033333333334,16.139033333333334,16.139033333333334,0,0.66725819577813505,0]
[null,null,null,null,null,21,75600,15.036933333333332,0,0,3.7846153846153845,1.5,0,11.331050980392156,15.036933333333332,15.036933333333332,15.036933333333332,15.036933333333332,15.036933333333332,15.036933333333332,15.036933333333332,15.036933333333332,0,0.66725819577813505,0]
[null,null,null,null,null,22,79200,13.790633333333334,0,0,3.1538461538461537,0,0,10.084750980392158,13.790633333333334,13.790633333333334,13.790633333333334,13.790633333333334,13.790633333333334,13.790633333333334,13.790633333333334,13.790633333333334,0,0.66725819577813505,0]
[null,null,null,null,null,23,82800,13.206966666666663,0,0,3.1538461538461537,0,0,9.5010843137254852,13.206966666666663,13.206966666666663,13.206966666666663,13.206966666666663,13.206966666666663,13.206966666666663,13.206966666666663,13.206966666666663,0,0.66725819577813505,0]
[null,null,null,null,null,24,86400,12.328033333333334,0,0,3.1538461538461537,0,0,8.6221509803921563,12.328033333333334,12.328033333333334,12.328033333333334,12.328033333333334,12.328033333333334,12.328033333333334,12.328033333333334,12.328033333333334,0,0.66725819577813505,0]
[null,null,null,null,null,null,"Valor Variable",{"$f":"+INDIRECT(H356&$C330)+((INDIRECT(H356&$C330+1)-INDIRECT(H356&$C330))/(INDIRECT($C$4&$C330+1)-INDIRECT($C$4&$C330)))*($C$6-INDIRECT($C$4&$C330))","v":12.328033333333334},{"$f":"+INDIRECT(I356&$C330)+((INDIRECT(I356&$C330+1)-INDIRECT(I356&$C330))/(INDIRECT($C$4&$C330+1)-INDIRECT($C$4&$C330)))*($C$6-INDIRECT($C$4&$C330))","v":0},0,3.1538461538461537,0,0,8.6221509803921563,12.328033333333334,12.328033333333334,12.328033333333334,12.328033333333334,12.328033333333334,12.328033333333334,12.328033333333334,12.328033333333334,{"$f":"+INDIRECT(W356&$C330)","v":0},0.66725819577813505,0]
[null,null,null,null,null,null,null,{"$f":"MID(ADDRESS(ROW(),COLUMN()),2,1)","v":"H"},{"$f":"MID(ADDRESS(ROW(),COLUMN()),2,1)","v":"I"},"J","K","L","M","N","O","P","Q","R","S","T","U","V","W","X","Y"]
[]
[]
[]
[null,null,null,null,null,null,null,null,"Rad Ventanas: Sol Incidente*FS*FAV*FAR [W]"]
[null,null,null,null,"Mes","Tiempo [hrs]","Tiempo [s]","T° exterior","Difuso","Directo","Qgen Pers [W/m2]","Qgen Ilum [W/m2]","Qgen Equip [W/m2]","TsolH","TsolN","TsolNE","TsolE","TsolSE","TsolS","TsolSO","TsolO","TsolNO","Clima [0, 1 o 2]","N [RAH]","G total [W/m2]"]
[null,"Fila inicial intervalo",{"$f":"TRUNC($C$6/3600,0)+10+32*(E363-1)","v":362},null,"Diciembre",0,0,14.779939516774194,0,0,3.1538461538461537,0,0,11.074057163833018,14.779939516774194,14.779939516774194,14.779939516774194,14.779939516774194,14.779939516774194,14.779939516774194,14.779939516774194,14.779939516774194,0,0.66725819577813505,0]
[null,null,null,null,12,1,3600,14.059778226451611,0,0,3.1538461538461537,0,0,10.353895873510435,14.059778226451611,14.059778226451611,14.059778226451611,14.059778226451611,14.059778226451611,14.059778226451611,14.059778226451611,14.059778226451611,0,0.66725819577813505,0]
[null,null,null,null,"Tmax Dia",2,7200,13.685907258612904,0,0,3.1538461538461537,0,0,9.9800249056717263,13.685907258612904,13.685907258612904,13.685907258612904,13.685907258612904,13.685907258612904,13.685907258612904,13.685907258612904,13.685907258612904,0,0.66725819577813505,0]
[null,null,null,null,26.196981854998086,3,10800,12.438649193999998,0,0,3.1538461538461537,0,0,8.7327668410588224,12.438649193999998,12.438649193999998,12.438649193999998,12.438649193999998,12.438649193999998,12.438649193999998,12.438649193999998,12.438649193999998,0,0.66725819577813505,0]
[null,null,null,null,"Tmin Dia",4,14400,11.782842742483872,0.56323840245487189,0,3.1538461538461537,0,0,8.083232790976389,11.784888543413325,11.785893044879815,11.786567084759417,11.78582255730954,11.784788862065405,11.78582256260313,11.786567084759417,11.785893044879815,0,0.66725819577813505,0.15232974910394262]
[null,null,null,null,21.196981854998086,5,18000,11.626552419903227,143.82458265038821,0,3.1538461538461537,0,0,9.7190044544804977,12.21309558050052,12.50109205977544,12.694343258197843,12.480882858744879,12.184516351691018,12.480884376447948,12.694343258197843,12.50109205977544,0,0.66725819577813505,43.673835125448029]
[null,null,null,null,"Tmax Noche",6,21600,12.386552419903225,401.62211262105637,0,2.523076923076923,0,0,17.174239537761121,15.156807560844889,16.517020723115849,17.429750018906525,16.421572260308402,15.02182728854396,16.421579428450514,17.429750018906525,16.517020723115849,0,0.66725819577813505,206.27240143369173]
[null,null,null,null,26.196981854998086,7,25200,14.029133065161291,597.62907667535194,0,3.0276923076923077,0,0,26.881283602795701,19.429686495223805,22.081393101793481,23.860739435729105,21.895318355250918,19.166545327541407,21.89533232939138,23.860739435729105,22.081393101793481,0,0.66725819577813505,402.12365591397855]
[null,null,null,null,"Tmin Noche",8,28800,16.830100807193546,731.14970972788933,0,1.5138461538461538,0,0,35.564656995260165,24.149254485389548,27.74300620256243,30.154482995350826,27.490826554085068,23.792629804184401,27.490845492677735,30.154482995350826,27.74300620256243,0,0.66725819577813505,544.98207885304646]
[null,null,null,null,19.196981854998086,9,32400,19.55139112967742,859.33614379247149,717.20689579673649,0.94615384615384612,0,0,43.012386280425886,28.412115978831842,32.762789095165928,35.682174761936878,32.457494989322655,27.980378470164702,32.457517916790223,35.682174761936878,32.762789095165928,0,0.66725819577813505,659.76702508960568]
[null,null,null,null,"Tsuelo",10,36000,21.705745968387099,861.09212234130143,868.59434930114458,0.94615384615384612,0,0,48.900664796133249,31.784324076721781,36.732971007225373,40.053608649383023,36.385716065430259,31.293246847998805,36.385742144140153,40.053608649383023,36.732971007225373,0,3.6672581957781349,750.44802867383498]
[null,null,null,null,18.811693549012102,11,39600,23.811068549032264,1002.0011179672174,912.86619425167419,0.94615384615384612,0,0,53.661426971971331,34.755742497912436,40.129648078670769,43.735642486328217,39.752552016683424,34.222464877367145,39.752580336449739,43.735642486328217,40.129648078670769,0,3.6672581957781349,814.93727598566306]
[null,null,null,null,"Infil RAH",12,43200,24.902036290967747,934.24685131896956,977.74008661464416,0.94615384615384612,0,0,55.589575822909566,36.119764493314328,41.627741475688339,45.323700382570337,41.241237396233132,35.573182344626076,41.241266422537862,45.323700382570337,41.627741475688339,0,3.6672581957781349,835.26881720430117]
[null,null,null,null,0.13495334268340339,13,46800,26.10332661354839,965.82133352717494,861.97763334386445,0.94615384615384612,0,0,54.302198635475435,36.509353211826699,41.618779465290295,45.047303137588969,41.260242365923546,36.002321103827839,41.260269291919045,45.047303137588969,41.618779465290295,0,3.6672581957781349,774.82974910394239]
[null,null,null,null,"Cat Mes",14,50400,26.501713710322583,891.01002101287474,750.0197917485217,0.94615384615384612,0,0,51.120520372772518,35.7400693428078,40.276161612191686,43.319967110856261,39.957856330141212,35.289931830036394,39.957880234743008,43.319967110856261,40.276161612191686,0,0.66725819577813505,687.88530465949827]
[null,null,null,null,"v",15,54000,26.599778226451612,759.17910316770224,536.28482833755925,0.94615384615384612,0,0,44.506377425270927,33.648886181959817,37.110043705555981,39.432547234236893,36.8671684163549,33.30541943868009,36.86718665619383,39.432547234236893,37.110043705555981,0,0.66725819577813505,524.87455197132613]
[null,null,null,null,null,16,57600,25.423004032903233,616.48099732222363,0,1.1353846153846152,0,0,37.536856025313099,30.582754659446014,33.116225534577623,34.816233409743603,32.938447589689176,30.331346572774656,32.938460940743091,34.816233409743603,33.116225534577623,0,3.6672581957781349,384.19354838709677]
[null,null,null,null,null,17,61200,23.982681452258063,405.86296647483437,0,1.8923076923076922,0,0,28.132428447830485,26.544866604551242,27.802916058847984,28.64709153394265,27.714636596570255,26.420024511694635,27.714643226323236,28.64709153394265,27.802916058847984,0,3.6672581957781349,190.77956989247312]
[null,null,null,null,null,18,64800,22.183810484516126,132.89113130861713,0,1.8923076923076922,0,0,20.146755877727173,22.728113872981773,22.995370351389745,23.1747046087686,22.976616511368977,22.70159277082638,22.976617919775006,23.1747046087686,22.995370351389745,0,3.6672581957781349,40.528673835125467]
[null,null,null,null,null,19,68400,20.369616936129027,0.53010673172223244,0,2.8384615384615381,1.5,0,16.670006984621541,20.371662737058479,20.372667238524972,20.373341278404574,20.372596750954695,20.37156305571056,20.372596756248285,20.373341278404574,20.372667238524972,0,0.66725819577813505,0.15232974910394262]
[null,null,null,null,null,20,72000,18.929294355483869,0,0,3.4061538461538463,1.5,0,15.223412002542691,18.929294355483869,18.929294355483869,18.929294355483869,18.929294355483869,18.929294355483869,18.929294355483869,18.929294355483869,18.929294355483869,0,0.66725819577813505,0]
[null,null,null,null,null,21,75600,17.682036290967741,0,0,3.7846153846153845,1.5,0,13.976153938026563,17.682036290967741,17.682036290967741,17.682036290967741,17.682036290967741,17.682036290967741,17.682036290967741,17.682036290967741,17.682036290967741,0,0.66725819577813505,0]
[null,null,null,null,null,22,79200,16.615584678064518,0,0,3.1538461538461537,0,0,12.909702325123341,16.615584678064518,16.615584678064518,16.615584678064518,16.615584678064518,16.615584678064518,16.615584678064518,16.615584678064518,16.615584678064518,0,3.6672581957781349,0]
[null,null,null,null,null,23,82800,15.500100807096771,0,0,3.1538461538461537,0,0,11.794218454155594,15.500100807096771,15.500100807096771,15.500100807096771,15.500100807096771,15.500100807096771,15.500100807096771,15.500100807096771,15.500100807096771,0,3.6672581957781349,0]
[null,null,null,null,null,24,86400,14.779939516774194,0,0,3.1538461538461537,0,0,11.074057163833018,14.779939516774194,14.779939516774194,14.779939516774194,14.779939516774194,14.779939516774194,14.779939516774194,14.779939516774194,14.779939516774194,0,0.66725819577813505,0]
[null,null,null,null,null,null,"Valor Variable",{"$f":"+INDIRECT(H388&$C362)+((INDIRECT(H388&$C362+1)-INDIRECT(H388&$C362))/(INDIRECT($C$4&$C362+1)-INDIRECT($C$4&$C362)))*($C$6-INDIRECT($C$4&$C362))","v":14.779939516774194},{"$f":"+INDIRECT(I388&$C362)+((INDIRECT(I388&$C362+1)-INDIRECT(I388&$C362))/(INDIRECT($C$4&$C362+1)-INDIRECT($C$4&$C362)))*($C$6-INDIRECT($C$4&$C362))","v":0},0,3.1538461538461537,0,0,11.074057163833018,14.779939516774194,14.779939516774194,14.779939516774194,14.779939516774194,14.779939516774194,14.779939516774194,14.779939516774194,14.779939516774194,{"$f":"+INDIRECT(W388&$C362)","v":0},0.66725819577813505,0]
[null,null,null,null,null,null,null,{"$f":"MID(ADDRESS(ROW(),COLUMN()),2,1)","v":"H"},{"$f":"MID(ADDRESS(ROW(),COLUMN()),2,1)","v":"I"},"J","K","L","M","N","O","P","Q","R","S","T","U","V","W","X","Y"]

{"sheet":"SA","index":1,"n_rows":87,"n_cols":19,"rows_kept":87,"cut":false,"hidden":true,"merged":[[61,5,61,6],[61,7,61,8],[61,9,61,10],[61,11,61,12],[33,5,33,6],[33,7,33,8],[33,9,33,10],[33,11,33,12]]}
[]
[null,null,null,"Serie de Amplificacion"]
[null,null,null,"Horiz","N","NE","E","SE","S","SO","O","NO","Piso Vent","Piso Terreno"]
[null,null,1,{"$f":"IF(Calculo!$C$6=\"Si\",IF($B$26=\"v\",H64,I64),IF($B$26=\"v\",H36,I36))","v":0},{"$f":"IF(Calculo!$C$6=\"Si\",IF($B$26=\"v\",F64,G64),IF($B$26=\"v\",F36,G36))","v":0},{"$f":"IF(Calculo!$C$6=\"Si\",IF($B$26=\"v\",F64,G64),IF($B$26=\"v\",F36,G36))","v":0},{"$f":"IF(Calculo!$C$6=\"Si\",IF($B$26=\"v\",F64,G64),IF($B$26=\"v\",F36,G36))","v":0},{"$f":"IF(Calculo!$C$6=\"Si\",IF($B$26=\"v\",F64,G64),IF($B$26=\"v\",F36,G36))","v":0},{"$f":"IF(Calculo!$C$6=\"Si\",IF($B$26=\"v\",F64,G64),IF($B$26=\"v\",F36,G36))","v":0},{"$f":"IF(Calculo!$C$6=\"Si\",IF($B$26=\"v\",F64,G64),IF($B$26=\"v\",F36,G36))","v":0},{"$f":"IF(Calculo!$C$6=\"Si\",IF($B$26=\"v\",F64,G64),IF($B$26=\"v\",F36,G36))","v":0},{"$f":"IF(Calculo!$C$6=\"Si\",IF($B$26=\"v\",F64,G64),IF($B$26=\"v\",F36,G36))","v":0},{"$f":"IF(Calculo!$C$6=\"Si\",IF($B$26=\"v\",J64,K64),IF($B$26=\"v\",J36,K36))","v":0},{"$f":"IF(Calculo!$C$6=\"Si\",IF($B$26=\"v\",L64,M64),IF($B$26=\"v\",L36,M36))","v":0}]
[null,null,2,{"$f":"IF(Calculo!$C$6=\"Si\",IF($B$26=\"v\",H65,I65),IF($B$26=\"v\",H37,I37))","v":76},{"$f":"IF(Calculo!$C$6=\"Si\",IF($B$26=\"v\",F65,G65),IF($B$26=\"v\",F37,G37))","v":0},{"$f":"IF(Calculo!$C$6=\"Si\",IF($B$26=\"v\",F65,G65),IF($B$26=\"v\",F37,G37))","v":0},{"$f":"IF(Calculo!$C$6=\"Si\",IF($B$26=\"v\",F65,G65),IF($B$26=\"v\",F37,G37))","v":0},{"$f":"IF(Calculo!$C$6=\"Si\",IF($B$26=\"v\",F65,G65),IF($B$26=\"v\",F37,G37))","v":0},{"$f":"IF(Calculo!$C$6=\"Si\",IF($B$26=\"v\",F65,G65),IF($B$26=\"v\",F37,G37))","v":0},{"$f":"IF(Calculo!$C$6=\"Si\",IF($B$26=\"v\",F65,G65),IF($B$26=\"v\",F37,G37))","v":0},{"$f":"IF(Calculo!$C$6=\"Si\",IF($B$26=\"v\",F65,G65),IF($B$26=\"v\",F37,G37))","v":0},{"$f":"IF(Calculo!$C$6=\"Si\",IF($B$26=\"v\",F65,G65),IF($B$26=\"v\",F37,G37))","v":0},{"$f":"IF(Calculo!$C$6=\"Si\",IF($B$26=\"v\",J65,K65),IF($B$26=\"v\",J37,K37))","v":0},{"$f":"IF(Calculo!$C$6=\"Si\",IF($B$26=\"v\",L65,M65),IF($B$26=\"v\",L37,M37))","v":0}]
[null,null,3,{"$f":"IF(Calculo!$C$6=\"Si\",IF($B$26=\"v\",H66,I66),IF($B$26=\"v\",H38,I38))","v":0},{"$f":"IF(Calculo!$C$6=\"Si\",IF($B$26=\"v\",F66,G66),IF($B$26=\"v\",F38,G38))","v":0},{"$f":"IF(Calculo!$C$6=\"Si\",IF($B$26=\"v\",F66,G66),IF($B$26=\"v\",F38,G38))","v":0},{"$f":"IF(Calculo!$C$6=\"Si\",IF($B$26=\"v\",F66,G66),IF($B$26=\"v\",F38,G38))","v":0},{"$f":"IF(Calculo!$C$6=\"Si\",IF($B$26=\"v\",F66,G66),IF($B$26=\"v\",F38,G38))","v":0},{"$f":"IF(Calculo!$C$6=\"Si\",IF($B$26=\"v\",F66,G66),IF($B$26=\"v\",F38,G38))","v":0},{"$f":"IF(Calculo!$C$6=\"Si\",IF($B$26=\"v\",F66,G66),IF($B$26=\"v\",F38,G38))","v":0},{"$f":"IF(Calculo!$C$6=\"Si\",IF($B$26=\"v\",F66,G66),IF($B$26=\"v\",F38,G38))","v":0},{"$f":"IF(Calculo!$C$6=\"Si\",IF($B$26=\"v\",F66,G66),IF($B$26=\"v\",F38,G38))","v":0},{"$f":"IF(Calculo!$C$6=\"Si\",IF($B$26=\"v\",J66,K66),IF($B$26=\"v\",J38,K38))","v":0},{"$f":"IF(Calculo!$C$6=\"Si\",IF($B$26=\"v\",L66,M66),IF($B$26=\"v\",L38,M38))","v":0}]
[null,null,4,{"$f":"IF(Calculo!$C$6=\"Si\",IF($B$26=\"v\",H67,I67),IF($B$26=\"v\",H39,I39))","v":0},{"$f":"IF(Calculo!$C$6=\"Si\",IF($B$26=\"v\",F67,G67),IF($B$26=\"v\",F39,G39))","v":80},{"$f":"IF(Calculo!$C$6=\"Si\",IF($B$26=\"v\",F67,G67),IF($B$26=\"v\",F39,G39))","v":80},{"$f":"IF(Calculo!$C$6=\"Si\",IF($B$26=\"v\",F67,G67),IF($B$26=\"v\",F39,G39))","v":80},{"$f":"IF(Calculo!$C$6=\"Si\",IF($B$26=\"v\",F67,G67),IF($B$26=\"v\",F39,G39))","v":80},{"$f":"IF(Calculo!$C$6=\"Si\",IF($B$26=\"v\",F67,G67),IF($B$26=\"v\",F39,G39))","v":80},{"$f":"IF(Calculo!$C$6=\"Si\",IF($B$26=\"v\",F67,G67),IF($B$26=\"v\",F39,G39))","v":80},{"$f":"IF(Calculo!$C$6=\"Si\",IF($B$26=\"v\",F67,G67),IF($B$26=\"v\",F39,G39))","v":80},{"$f":"IF(Calculo!$C$6=\"Si\",IF($B$26=\"v\",F67,G67),IF($B$26=\"v\",F39,G39))","v":80},{"$f":"IF(Calculo!$C$6=\"Si\",IF($B$26=\"v\",J67,K67),IF($B$26=\"v\",J39,K39))","v":0},{"$f":"IF(Calculo!$C$6=\"Si\",IF($B$26=\"v\",L67,M67),IF($B$26=\"v\",L39,M39))","v":80}]
[null,null,5,{"$f":"IF(Calculo!$C$6=\"Si\",IF($B$26=\"v\",H68,I68),IF($B$26=\"v\",H40,I40))","v":0},{"$f":"IF(Calculo!$C$6=\"Si\",IF($B$26=\"v\",F68,G68),IF($B$26=\"v\",F40,G40))","v":0},{"$f":"IF(Calculo!$C$6=\"Si\",IF($B$26=\"v\",F68,G68),IF($B$26=\"v\",F40,G40))","v":0},{"$f":"IF(Calculo!$C$6=\"Si\",IF($B$26=\"v\",F68,G68),IF($B$26=\"v\",F40,G40))","v":0},{"$f":"IF(Calculo!$C$6=\"Si\",IF($B$26=\"v\",F68,G68),IF($B$26=\"v\",F40,G40))","v":0},{"$f":"IF(Calculo!$C$6=\"Si\",IF($B$26=\"v\",F68,G68),IF($B$26=\"v\",F40,G40))","v":0},{"$f":"IF(Calculo!$C$6=\"Si\",IF($B$26=\"v\",F68,G68),IF($B$26=\"v\",F40,G40))","v":0},{"$f":"IF(Calculo!$C$6=\"Si\",IF($B$26=\"v\",F68,G68),IF($B$26=\"v\",F40,G40))","v":0},{"$f":"IF(Calculo!$C$6=\"Si\",IF($B$26=\"v\",F68,G68),IF($B$26=\"v\",F40,G40))","v":0},{"$f":"IF(Calculo!$C$6=\"Si\",IF($B$26=\"v\",J68,K68),IF($B$26=\"v\",J40,K40))","v":0},{"$f":"IF(Calculo!$C$6=\"Si\",IF($B$26=\"v\",L68,M68),IF($B$26=\"v\",L40,M40))","v":0}]
[null,null,6,{"$f":"IF(Calculo!$C$6=\"Si\",IF($B$26=\"v\",H69,I69),IF($B$26=\"v\",H41,I41))","v":0},{"$f":"IF(Calculo!$C$6=\"Si\",IF($B$26=\"v\",F69,G69),IF($B$26=\"v\",F41,G41))","v":0},{"$f":"IF(Calculo!$C$6=\"Si\",IF($B$26=\"v\",F69,G69),IF($B$26=\"v\",F41,G41))","v":0},{"$f":"IF(Calculo!$C$6=\"Si\",IF($B$26=\"v\",F69,G69),IF($B$26=\"v\",F41,G41))","v":0},{"$f":"IF(Calculo!$C$6=\"Si\",IF($B$26=\"v\",F69,G69),IF($B$26=\"v\",F41,G41))","v":0},{"$f":"IF(Calculo!$C$6=\"Si\",IF($B$26=\"v\",F69,G69),IF($B$26=\"v\",F41,G41))","v":0},{"$f":"IF(Calculo!$C$6=\"Si\",IF($B$26=\"v\",F69,G69),IF($B$26=\"v\",F41,G41))","v":0},{"$f":"IF(Calculo!$C$6=\"Si\",IF($B$26=\"v\",F69,G69),IF($B$26=\"v\",F41,G41))","v":0},{"$f":"IF(Calculo!$C$6=\"Si\",IF($B$26=\"v\",F69,G69),IF($B$26=\"v\",F41,G41))","v":0},{"$f":"IF(Calculo!$C$6=\"Si\",IF($B$26=\"v\",J69,K69),IF($B$26=\"v\",J41,K41))","v":0},{"$f":"IF(Calculo!$C$6=\"Si\",IF($B$26=\"v\",L69,M69),IF($B$26=\"v\",L41,M41))","v":0}]
[null,null,7,{"$f":"IF(Calculo!$C$6=\"Si\",IF($B$26=\"v\",H70,I70),IF($B$26=\"v\",H42,I42))","v":0},{"$f":"IF(Calculo!$C$6=\"Si\",IF($B$26=\"v\",F70,G70),IF($B$26=\"v\",F42,G42))","v":0},{"$f":"IF(Calculo!$C$6=\"Si\",IF($B$26=\"v\",F70,G70),IF($B$26=\"v\",F42,G42))","v":0},{"$f":"IF(Calculo!$C$6=\"Si\",IF($B$26=\"v\",F70,G70),IF($B$26=\"v\",F42,G42))","v":0},{"$f":"IF(Calculo!$C$6=\"Si\",IF($B$26=\"v\",F70,G70),IF($B$26=\"v\",F42,G42))","v":0},{"$f":"IF(Calculo!$C$6=\"Si\",IF($B$26=\"v\",F70,G70),IF($B$26=\"v\",F42,G42))","v":0},{"$f":"IF(Calculo!$C$6=\"Si\",IF($B$26=\"v\",F70,G70),IF($B$26=\"v\",F42,G42))","v":0},{"$f":"IF(Calculo!$C$6=\"Si\",IF($B$26=\"v\",F70,G70),IF($B$26=\"v\",F42,G42))","v":0},{"$f":"IF(Calculo!$C$6=\"Si\",IF($B$26=\"v\",F70,G70),IF($B$26=\"v\",F42,G42))","v":0},{"$f":"IF(Calculo!$C$6=\"Si\",IF($B$26=\"v\",J70,K70),IF($B$26=\"v\",J42,K42))","v":0},{"$f":"IF(Calculo!$C$6=\"Si\",IF($B$26=\"v\",L70,M70),IF($B$26=\"v\",L42,M42))","v":0}]
[null,null,8,{"$f":"IF(Calculo!$C$6=\"Si\",IF($B$26=\"v\",H71,I71),IF($B$26=\"v\",H43,I43))","v":0},{"$f":"IF(Calculo!$C$6=\"Si\",IF($B$26=\"v\",F71,G71),IF($B$26=\"v\",F43,G43))","v":0},{"$f":"IF(Calculo!$C$6=\"Si\",IF($B$26=\"v\",F71,G71),IF($B$26=\"v\",F43,G43))","v":0},{"$f":"IF(Calculo!$C$6=\"Si\",IF($B$26=\"v\",F71,G71),IF($B$26=\"v\",F43,G43))","v":0},{"$f":"IF(Calculo!$C$6=\"Si\",IF($B$26=\"v\",F71,G71),IF($B$26=\"v\",F43,G43))","v":0},{"$f":"IF(Calculo!$C$6=\"Si\",IF($B$26=\"v\",F71,G71),IF($B$26=\"v\",F43,G43))","v":0},{"$f":"IF(Calculo!$C$6=\"Si\",IF($B$26=\"v\",F71,G71),IF($B$26=\"v\",F43,G43))","v":0},{"$f":"IF(Calculo!$C$6=\"Si\",IF($B$26=\"v\",F71,G71),IF($B$26=\"v\",F43,G43))","v":0},{"$f":"IF(Calculo!$C$6=\"Si\",IF($B$26=\"v\",F71,G71),IF($B$26=\"v\",F43,G43))","v":0},{"$f":"IF(Calculo!$C$6=\"Si\",IF($B$26=\"v\",J71,K71),IF($B$26=\"v\",J43,K43))","v":0},{"$f":"IF(Calculo!$C$6=\"Si\",IF($B$26=\"v\",L71,M71),IF($B$26=\"v\",L43,M43))","v":0}]
[null,null,9,{"$f":"IF(Calculo!$C$6=\"Si\",IF($B$26=\"v\",H72,I72),IF($B$26=\"v\",H44,I44))","v":0},{"$f":"IF(Calculo!$C$6=\"Si\",IF($B$26=\"v\",F72,G72),IF($B$26=\"v\",F44,G44))","v":0},{"$f":"IF(Calculo!$C$6=\"Si\",IF($B$26=\"v\",F72,G72),IF($B$26=\"v\",F44,G44))","v":0},{"$f":"IF(Calculo!$C$6=\"Si\",IF($B$26=\"v\",F72,G72),IF($B$26=\"v\",F44,G44))","v":0},{"$f":"IF(Calculo!$C$6=\"Si\",IF($B$26=\"v\",F72,G72),IF($B$26=\"v\",F44,G44))","v":0},{"$f":"IF(Calculo!$C$6=\"Si\",IF($B$26=\"v\",F72,G72),IF($B$26=\"v\",F44,G44))","v":0},{"$f":"IF(Calculo!$C$6=\"Si\",IF($B$26=\"v\",F72,G72),IF($B$26=\"v\",F44,G44))","v":0},{"$f":"IF(Calculo!$C$6=\"Si\",IF($B$26=\"v\",F72,G72),IF($B$26=\"v\",F44,G44))","v":0},{"$f":"IF(Calculo!$C$6=\"Si\",IF($B$26=\"v\",F72,G72),IF($B$26=\"v\",F44,G44))","v":0},{"$f":"IF(Calculo!$C$6=\"Si\",IF($B$26=\"v\",J72,K72),IF($B$26=\"v\",J44,K44))","v":0},{"$f":"IF(Calculo!$C$6=\"Si\",IF($B$26=\"v\",L72,M72),IF($B$26=\"v\",L44,M44))","v":0}]
[null,null,10,{"$f":"IF(Calculo!$C$6=\"Si\",IF($B$26=\"v\",H73,I73),IF($B$26=\"v\",H45,I45))","v":0},{"$f":"IF(Calculo!$C$6=\"Si\",IF($B$26=\"v\",F73,G73),IF($B$26=\"v\",F45,G45))","v":0},{"$f":"IF(Calculo!$C$6=\"Si\",IF($B$26=\"v\",F73,G73),IF($B$26=\"v\",F45,G45))","v":0},{"$f":"IF(Calculo!$C$6=\"Si\",IF($B$26=\"v\",F73,G73),IF($B$26=\"v\",F45,G45))","v":0},{"$f":"IF(Calculo!$C$6=\"Si\",IF($B$26=\"v\",F73,G73),IF($B$26=\"v\",F45,G45))","v":0},{"$f":"IF(Calculo!$C$6=\"Si\",IF($B$26=\"v\",F73,G73),IF($B$26=\"v\",F45,G45))","v":0},{"$f":"IF(Calculo!$C$6=\"Si\",IF($B$26=\"v\",F73,G73),IF($B$26=\"v\",F45,G45))","v":0},{"$f":"IF(Calculo!$C$6=\"Si\",IF($B$26=\"v\",F73,G73),IF($B$26=\"v\",F45,G45))","v":0},{"$f":"IF(Calculo!$C$6=\"Si\",IF($B$26=\"v\",F73,G73),IF($B$26=\"v\",F45,G45))","v":0},{"$f":"IF(Calculo!$C$6=\"Si\",IF($B$26=\"v\",J73,K73),IF($B$26=\"v\",J45,K45))","v":0},{"$f":"IF(Calculo!$C$6=\"Si\",IF($B$26=\"v\",L73,M73),IF($B$26=\"v\",L45,M45))","v":0}]
[null,null,11,{"$f":"IF(Calculo!$C$6=\"Si\",IF($B$26=\"v\",H74,I74),IF($B$26=\"v\",H46,I46))","v":0},{"$f":"IF(Calculo!$C$6=\"Si\",IF($B$26=\"v\",F74,G74),IF($B$26=\"v\",F46,G46))","v":0},{"$f":"IF(Calculo!$C$6=\"Si\",IF($B$26=\"v\",F74,G74),IF($B$26=\"v\",F46,G46))","v":0},{"$f":"IF(Calculo!$C$6=\"Si\",IF($B$26=\"v\",F74,G74),IF($B$26=\"v\",F46,G46))","v":0},{"$f":"IF(Calculo!$C$6=\"Si\",IF($B$26=\"v\",F74,G74),IF($B$26=\"v\",F46,G46))","v":0},{"$f":"IF(Calculo!$C$6=\"Si\",IF($B$26=\"v\",F74,G74),IF($B$26=\"v\",F46,G46))","v":0},{"$f":"IF(Calculo!$C$6=\"Si\",IF($B$26=\"v\",F74,G74),IF($B$26=\"v\",F46,G46))","v":0},{"$f":"IF(Calculo!$C$6=\"Si\",IF($B$26=\"v\",F74,G74),IF($B$26=\"v\",F46,G46))","v":0},{"$f":"IF(Calculo!$C$6=\"Si\",IF($B$26=\"v\",F74,G74),IF($B$26=\"v\",F46,G46))","v":0},{"$f":"IF(Calculo!$C$6=\"Si\",IF($B$26=\"v\",J74,K74),IF($B$26=\"v\",J46,K46))","v":0},{"$f":"IF(Calculo!$C$6=\"Si\",IF($B$26=\"v\",L74,M74),IF($B$26=\"v\",L46,M46))","v":0}]
[null,null,12,{"$f":"IF(Calculo!$C$6=\"Si\",IF($B$26=\"v\",H75,I75),IF($B$26=\"v\",H47,I47))","v":0},{"$f":"IF(Calculo!$C$6=\"Si\",IF($B$26=\"v\",F75,G75),IF($B$26=\"v\",F47,G47))","v":0},{"$f":"IF(Calculo!$C$6=\"Si\",IF($B$26=\"v\",F75,G75),IF($B$26=\"v\",F47,G47))","v":0},{"$f":"IF(Calculo!$C$6=\"Si\",IF($B$26=\"v\",F75,G75),IF($B$26=\"v\",F47,G47))","v":0},{"$f":"IF(Calculo!$C$6=\"Si\",IF($B$26=\"v\",F75,G75),IF($B$26=\"v\",F47,G47))","v":0},{"$f":"IF(Calculo!$C$6=\"Si\",IF($B$26=\"v\",F75,G75),IF($B$26=\"v\",F47,G47))","v":0},{"$f":"IF(Calculo!$C$6=\"Si\",IF($B$26=\"v\",F75,G75),IF($B$26=\"v\",F47,G47))","v":0},{"$f":"IF(Calculo!$C$6=\"Si\",IF($B$26=\"v\",F75,G75),IF($B$26=\"v\",F47,G47))","v":0},{"$f":"IF(Calculo!$C$6=\"Si\",IF($B$26=\"v\",F75,G75),IF($B$26=\"v\",F47,G47))","v":0},{"$f":"IF(Calculo!$C$6=\"Si\",IF($B$26=\"v\",J75,K75),IF($B$26=\"v\",J47,K47))","v":0},{"$f":"IF(Calculo!$C$6=\"Si\",IF($B$26=\"v\",L75,M75),IF($B$26=\"v\",L47,M47))","v":0}]
[null,null,13,{"$f":"IF(Calculo!$C$6=\"Si\",IF($B$26=\"v\",H76,I76),IF($B$26=\"v\",H48,I48))","v":0},{"$f":"IF(Calculo!$C$6=\"Si\",IF($B$26=\"v\",F76,G76),IF($B$26=\"v\",F48,G48))","v":0},{"$f":"IF(Calculo!$C$6=\"Si\",IF($B$26=\"v\",F76,G76),IF($B$26=\"v\",F48,G48))","v":0},{"$f":"IF(Calculo!$C$6=\"Si\",IF($B$26=\"v\",F76,G76),IF($B$26=\"v\",F48,G48))","v":0},{"$f":"IF(Calculo!$C$6=\"Si\",IF($B$26=\"v\",F76,G76),IF($B$26=\"v\",F48,G48))","v":0},{"$f":"IF(Calculo!$C$6=\"Si\",IF($B$26=\"v\",F76,G76),IF($B$26=\"v\",F48,G48))","v":0},{"$f":"IF(Calculo!$C$6=\"Si\",IF($B$26=\"v\",F76,G76),IF($B$26=\"v\",F48,G48))","v":0},{"$f":"IF(Calculo!$C$6=\"Si\",IF($B$26=\"v\",F76,G76),IF($B$26=\"v\",F48,G48))","v":0},{"$f":"IF(Calculo!$C$6=\"Si\",IF($B$26=\"v\",F76,G76),IF($B$26=\"v\",F48,G48))","v":0},{"$f":"IF(Calculo!$C$6=\"Si\",IF($B$26=\"v\",J76,K76),IF($B$26=\"v\",J48,K48))","v":0},{"$f":"IF(Calculo!$C$6=\"Si\",IF($B$26=\"v\",L76,M76),IF($B$26=\"v\",L48,M48))","v":0}]
[null,null,14,{"$f":"IF(Calculo!$C$6=\"Si\",IF($B$26=\"v\",H77,I77),IF($B$26=\"v\",H49,I49))","v":0},{"$f":"IF(Calculo!$C$6=\"Si\",IF($B$26=\"v\",F77,G77),IF($B$26=\"v\",F49,G49))","v":0},{"$f":"IF(Calculo!$C$6=\"Si\",IF($B$26=\"v\",F77,G77),IF($B$26=\"v\",F49,G49))","v":0},{"$f":"IF(Calculo!$C$6=\"Si\",IF($B$26=\"v\",F77,G77),IF($B$26=\"v\",F49,G49))","v":0},{"$f":"IF(Calculo!$C$6=\"Si\",IF($B$26=\"v\",F77,G77),IF($B$26=\"v\",F49,G49))","v":0},{"$f":"IF(Calculo!$C$6=\"Si\",IF($B$26=\"v\",F77,G77),IF($B$26=\"v\",F49,G49))","v":0},{"$f":"IF(Calculo!$C$6=\"Si\",IF($B$26=\"v\",F77,G77),IF($B$26=\"v\",F49,G49))","v":0},{"$f":"IF(Calculo!$C$6=\"Si\",IF($B$26=\"v\",F77,G77),IF($B$26=\"v\",F49,G49))","v":0},{"$f":"IF(Calculo!$C$6=\"Si\",IF($B$26=\"v\",F77,G77),IF($B$26=\"v\",F49,G49))","v":0},{"$f":"IF(Calculo!$C$6=\"Si\",IF($B$26=\"v\",J77,K77),IF($B$26=\"v\",J49,K49))","v":0},{"$f":"IF(Calculo!$C$6=\"Si\",IF($B$26=\"v\",L77,M77),IF($B$26=\"v\",L49,M49))","v":0}]
[null,null,15,{"$f":"IF(Calculo!$C$6=\"Si\",IF($B$26=\"v\",H78,I78),IF($B$26=\"v\",H50,I50))","v":0},{"$f":"IF(Calculo!$C$6=\"Si\",IF($B$26=\"v\",F78,G78),IF($B$26=\"v\",F50,G50))","v":0},{"$f":"IF(Calculo!$C$6=\"Si\",IF($B$26=\"v\",F78,G78),IF($B$26=\"v\",F50,G50))","v":0},{"$f":"IF(Calculo!$C$6=\"Si\",IF($B$26=\"v\",F78,G78),IF($B$26=\"v\",F50,G50))","v":0},{"$f":"IF(Calculo!$C$6=\"Si\",IF($B$26=\"v\",F78,G78),IF($B$26=\"v\",F50,G50))","v":0},{"$f":"IF(Calculo!$C$6=\"Si\",IF($B$26=\"v\",F78,G78),IF($B$26=\"v\",F50,G50))","v":0},{"$f":"IF(Calculo!$C$6=\"Si\",IF($B$26=\"v\",F78,G78),IF($B$26=\"v\",F50,G50))","v":0},{"$f":"IF(Calculo!$C$6=\"Si\",IF($B$26=\"v\",F78,G78),IF($B$26=\"v\",F50,G50))","v":0},{"$f":"IF(Calculo!$C$6=\"Si\",IF($B$26=\"v\",F78,G78),IF($B$26=\"v\",F50,G50))","v":0},{"$f":"IF(Calculo!$C$6=\"Si\",IF($B$26=\"v\",J78,K78),IF($B$26=\"v\",J50,K50))","v":0},{"$f":"IF(Calculo!$C$6=\"Si\",IF($B$26=\"v\",L78,M78),IF($B$26=\"v\",L50,M50))","v":0}]
[null,null,16,{"$f":"IF(Calculo!$C$6=\"Si\",IF($B$26=\"v\",H79,I79),IF($B$26=\"v\",H51,I51))","v":0},{"$f":"IF(Calculo!$C$6=\"Si\",IF($B$26=\"v\",F79,G79),IF($B$26=\"v\",F51,G51))","v":0},{"$f":"IF(Calculo!$C$6=\"Si\",IF($B$26=\"v\",F79,G79),IF($B$26=\"v\",F51,G51))","v":0},{"$f":"IF(Calculo!$C$6=\"Si\",IF($B$26=\"v\",F79,G79),IF($B$26=\"v\",F51,G51))","v":0},{"$f":"IF(Calculo!$C$6=\"Si\",IF($B$26=\"v\",F79,G79),IF($B$26=\"v\",F51,G51))","v":0},{"$f":"IF(Calculo!$C$6=\"Si\",IF($B$26=\"v\",F79,G79),IF($B$26=\"v\",F51,G51))","v":0},{"$f":"IF(Calculo!$C$6=\"Si\",IF($B$26=\"v\",F79,G79),IF($B$26=\"v\",F51,G51))","v":0},{"$f":"IF(Calculo!$C$6=\"Si\",IF($B$26=\"v\",F79,G79),IF($B$26=\"v\",F51,G51))","v":0},{"$f":"IF(Calculo!$C$6=\"Si\",IF($B$26=\"v\",F79,G79),IF($B$26=\"v\",F51,G51))","v":0},{"$f":"IF(Calculo!$C$6=\"Si\",IF($B$26=\"v\",J79,K79),IF($B$26=\"v\",J51,K51))","v":0},{"$f":"IF(Calculo!$C$6=\"Si\",IF($B$26=\"v\",L79,M79),IF($B$26=\"v\",L51,M51))","v":0}]
[null,null,17,{"$f":"IF(Calculo!$C$6=\"Si\",IF($B$26=\"v\",H80,I80),IF($B$26=\"v\",H52,I52))","v":0},{"$f":"IF(Calculo!$C$6=\"Si\",IF($B$26=\"v\",F80,G80),IF($B$26=\"v\",F52,G52))","v":0},{"$f":"IF(Calculo!$C$6=\"Si\",IF($B$26=\"v\",F80,G80),IF($B$26=\"v\",F52,G52))","v":0},{"$f":"IF(Calculo!$C$6=\"Si\",IF($B$26=\"v\",F80,G80),IF($B$26=\"v\",F52,G52))","v":0},{"$f":"IF(Calculo!$C$6=\"Si\",IF($B$26=\"v\",F80,G80),IF($B$26=\"v\",F52,G52))","v":0},{"$f":"IF(Calculo!$C$6=\"Si\",IF($B$26=\"v\",F80,G80),IF($B$26=\"v\",F52,G52))","v":0},{"$f":"IF(Calculo!$C$6=\"Si\",IF($B$26=\"v\",F80,G80),IF($B$26=\"v\",F52,G52))","v":0},{"$f":"IF(Calculo!$C$6=\"Si\",IF($B$26=\"v\",F80,G80),IF($B$26=\"v\",F52,G52))","v":0},{"$f":"IF(Calculo!$C$6=\"Si\",IF($B$26=\"v\",F80,G80),IF($B$26=\"v\",F52,G52))","v":0},{"$f":"IF(Calculo!$C$6=\"Si\",IF($B$26=\"v\",J80,K80),IF($B$26=\"v\",J52,K52))","v":0},{"$f":"IF(Calculo!$C$6=\"Si\",IF($B$26=\"v\",L80,M80),IF($B$26=\"v\",L52,M52))","v":0}]
[null,null,18,{"$f":"IF(Calculo!$C$6=\"Si\",IF($B$26=\"v\",H81,I81),IF($B$26=\"v\",H53,I53))","v":0},{"$f":"IF(Calculo!$C$6=\"Si\",IF($B$26=\"v\",F81,G81),IF($B$26=\"v\",F53,G53))","v":0},{"$f":"IF(Calculo!$C$6=\"Si\",IF($B$26=\"v\",F81,G81),IF($B$26=\"v\",F53,G53))","v":0},{"$f":"IF(Calculo!$C$6=\"Si\",IF($B$26=\"v\",F81,G81),IF($B$26=\"v\",F53,G53))","v":0},{"$f":"IF(Calculo!$C$6=\"Si\",IF($B$26=\"v\",F81,G81),IF($B$26=\"v\",F53,G53))","v":0},{"$f":"IF(Calculo!$C$6=\"Si\",IF($B$26=\"v\",F81,G81),IF($B$26=\"v\",F53,G53))","v":0},{"$f":"IF(Calculo!$C$6=\"Si\",IF($B$26=\"v\",F81,G81),IF($B$26=\"v\",F53,G53))","v":0},{"$f":"IF(Calculo!$C$6=\"Si\",IF($B$26=\"v\",F81,G81),IF($B$26=\"v\",F53,G53))","v":0},{"$f":"IF(Calculo!$C$6=\"Si\",IF($B$26=\"v\",F81,G81),IF($B$26=\"v\",F53,G53))","v":0},{"$f":"IF(Calculo!$C$6=\"Si\",IF($B$26=\"v\",J81,K81),IF($B$26=\"v\",J53,K53))","v":0},{"$f":"IF(Calculo!$C$6=\"Si\",IF($B$26=\"v\",L81,M81),IF($B$26=\"v\",L53,M53))","v":0}]
[null,null,19,{"$f":"IF(Calculo!$C$6=\"Si\",IF($B$26=\"v\",H82,I82),IF($B$26=\"v\",H54,I54))","v":0},{"$f":"IF(Calculo!$C$6=\"Si\",IF($B$26=\"v\",F82,G82),IF($B$26=\"v\",F54,G54))","v":0},{"$f":"IF(Calculo!$C$6=\"Si\",IF($B$26=\"v\",F82,G82),IF($B$26=\"v\",F54,G54))","v":0},{"$f":"IF(Calculo!$C$6=\"Si\",IF($B$26=\"v\",F82,G82),IF($B$26=\"v\",F54,G54))","v":0},{"$f":"IF(Calculo!$C$6=\"Si\",IF($B$26=\"v\",F82,G82),IF($B$26=\"v\",F54,G54))","v":0},{"$f":"IF(Calculo!$C$6=\"Si\",IF($B$26=\"v\",F82,G82),IF($B$26=\"v\",F54,G54))","v":0},{"$f":"IF(Calculo!$C$6=\"Si\",IF($B$26=\"v\",F82,G82),IF($B$26=\"v\",F54,G54))","v":0},{"$f":"IF(Calculo!$C$6=\"Si\",IF($B$26=\"v\",F82,G82),IF($B$26=\"v\",F54,G54))","v":0},{"$f":"IF(Calculo!$C$6=\"Si\",IF($B$26=\"v\",F82,G82),IF($B$26=\"v\",F54,G54))","v":0},{"$f":"IF(Calculo!$C$6=\"Si\",IF($B$26=\"v\",J82,K82),IF($B$26=\"v\",J54,K54))","v":0},{"$f":"IF(Calculo!$C$6=\"Si\",IF($B$26=\"v\",L82,M82),IF($B$26=\"v\",L54,M54))","v":0}]
[null,null,20,{"$f":"IF(Calculo!$C$6=\"Si\",IF($B$26=\"v\",H83,I83),IF($B$26=\"v\",H55,I55))","v":0},{"$f":"IF(Calculo!$C$6=\"Si\",IF($B$26=\"v\",F83,G83),IF($B$26=\"v\",F55,G55))","v":0},{"$f":"IF(Calculo!$C$6=\"Si\",IF($B$26=\"v\",F83,G83),IF($B$26=\"v\",F55,G55))","v":0},{"$f":"IF(Calculo!$C$6=\"Si\",IF($B$26=\"v\",F83,G83),IF($B$26=\"v\",F55,G55))","v":0},{"$f":"IF(Calculo!$C$6=\"Si\",IF($B$26=\"v\",F83,G83),IF($B$26=\"v\",F55,G55))","v":0},{"$f":"IF(Calculo!$C$6=\"Si\",IF($B$26=\"v\",F83,G83),IF($B$26=\"v\",F55,G55))","v":0},{"$f":"IF(Calculo!$C$6=\"Si\",IF($B$26=\"v\",F83,G83),IF($B$26=\"v\",F55,G55))","v":0},{"$f":"IF(Calculo!$C$6=\"Si\",IF($B$26=\"v\",F83,G83),IF($B$26=\"v\",F55,G55))","v":0},{"$f":"IF(Calculo!$C$6=\"Si\",IF($B$26=\"v\",F83,G83),IF($B$26=\"v\",F55,G55))","v":0},{"$f":"IF(Calculo!$C$6=\"Si\",IF($B$26=\"v\",J83,K83),IF($B$26=\"v\",J55,K55))","v":0},{"$f":"IF(Calculo!$C$6=\"Si\",IF($B$26=\"v\",L83,M83),IF($B$26=\"v\",L55,M55))","v":0}]
[null,null,21,{"$f":"IF(Calculo!$C$6=\"Si\",IF($B$26=\"v\",H84,I84),IF($B$26=\"v\",H56,I56))","v":0},{"$f":"IF(Calculo!$C$6=\"Si\",IF($B$26=\"v\",F84,G84),IF($B$26=\"v\",F56,G56))","v":0},{"$f":"IF(Calculo!$C$6=\"Si\",IF($B$26=\"v\",F84,G84),IF($B$26=\"v\",F56,G56))","v":0},{"$f":"IF(Calculo!$C$6=\"Si\",IF($B$26=\"v\",F84,G84),IF($B$26=\"v\",F56,G56))","v":0},{"$f":"IF(Calculo!$C$6=\"Si\",IF($B$26=\"v\",F84,G84),IF($B$26=\"v\",F56,G56))","v":0},{"$f":"IF(Calculo!$C$6=\"Si\",IF($B$26=\"v\",F84,G84),IF($B$26=\"v\",F56,G56))","v":0},{"$f":"IF(Calculo!$C$6=\"Si\",IF($B$26=\"v\",F84,G84),IF($B$26=\"v\",F56,G56))","v":0},{"$f":"IF(Calculo!$C$6=\"Si\",IF($B$26=\"v\",F84,G84),IF($B$26=\"v\",F56,G56))","v":0},{"$f":"IF(Calculo!$C$6=\"Si\",IF($B$26=\"v\",F84,G84),IF($B$26=\"v\",F56,G56))","v":0},{"$f":"IF(Calculo!$C$6=\"Si\",IF($B$26=\"v\",J84,K84),IF($B$26=\"v\",J56,K56))","v":0},{"$f":"IF(Calculo!$C$6=\"Si\",IF($B$26=\"v\",L84,M84),IF($B$26=\"v\",L56,M56))","v":0}]
[null,"Cat. Mes",22,{"$f":"IF(Calculo!$C$6=\"Si\",IF($B$26=\"v\",H85,I85),IF($B$26=\"v\",H57,I57))","v":0},{"$f":"IF(Calculo!$C$6=\"Si\",IF($B$26=\"v\",F85,G85),IF($B$26=\"v\",F57,G57))","v":0},{"$f":"IF(Calculo!$C$6=\"Si\",IF($B$26=\"v\",F85,G85),IF($B$26=\"v\",F57,G57))","v":0},{"$f":"IF(Calculo!$C$6=\"Si\",IF($B$26=\"v\",F85,G85),IF($B$26=\"v\",F57,G57))","v":0},{"$f":"IF(Calculo!$C$6=\"Si\",IF($B$26=\"v\",F85,G85),IF($B$26=\"v\",F57,G57))","v":0},{"$f":"IF(Calculo!$C$6=\"Si\",IF($B$26=\"v\",F85,G85),IF($B$26=\"v\",F57,G57))","v":0},{"$f":"IF(Calculo!$C$6=\"Si\",IF($B$26=\"v\",F85,G85),IF($B$26=\"v\",F57,G57))","v":0},{"$f":"IF(Calculo!$C$6=\"Si\",IF($B$26=\"v\",F85,G85),IF($B$26=\"v\",F57,G57))","v":0},{"$f":"IF(Calculo!$C$6=\"Si\",IF($B$26=\"v\",F85,G85),IF($B$26=\"v\",F57,G57))","v":0},{"$f":"IF(Calculo!$C$6=\"Si\",IF($B$26=\"v\",J85,K85),IF($B$26=\"v\",J57,K57))","v":0},{"$f":"IF(Calculo!$C$6=\"Si\",IF($B$26=\"v\",L85,M85),IF($B$26=\"v\",L57,M57))","v":0}]
[null,{"$f":"+Datos!AF3","v":0},23,{"$f":"IF(Calculo!$C$6=\"Si\",IF($B$26=\"v\",H86,I86),IF($B$26=\"v\",H58,I58))","v":0},{"$f":"IF(Calculo!$C$6=\"Si\",IF($B$26=\"v\",F86,G86),IF($B$26=\"v\",F58,G58))","v":0},{"$f":"IF(Calculo!$C$6=\"Si\",IF($B$26=\"v\",F86,G86),IF($B$26=\"v\",F58,G58))","v":0},{"$f":"IF(Calculo!$C$6=\"Si\",IF($B$26=\"v\",F86,G86),IF($B$26=\"v\",F58,G58))","v":0},{"$f":"IF(Calculo!$C$6=\"Si\",IF($B$26=\"v\",F86,G86),IF($B$26=\"v\",F58,G58))","v":0},{"$f":"IF(Calculo!$C$6=\"Si\",IF($B$26=\"v\",F86,G86),IF($B$26=\"v\",F58,G58))","v":0},{"$f":"IF(Calculo!$C$6=\"Si\",IF($B$26=\"v\",F86,G86),IF($B$26=\"v\",F58,G58))","v":0},{"$f":"IF(Calculo!$C$6=\"Si\",IF($B$26=\"v\",F86,G86),IF($B$26=\"v\",F58,G58))","v":0},{"$f":"IF(Calculo!$C$6=\"Si\",IF($B$26=\"v\",F86,G86),IF($B$26=\"v\",F58,G58))","v":0},{"$f":"IF(Calculo!$C$6=\"Si\",IF($B$26=\"v\",J86,K86),IF($B$26=\"v\",J58,K58))","v":0},{"$f":"IF(Calculo!$C$6=\"Si\",IF($B$26=\"v\",L86,M86),IF($B$26=\"v\",L58,M58))","v":0}]
[null,null,24,{"$f":"IF(Calculo!$C$6=\"Si\",IF($B$26=\"v\",H87,I87),IF($B$26=\"v\",H59,I59))","v":0},{"$f":"IF(Calculo!$C$6=\"Si\",IF($B$26=\"v\",F87,G87),IF($B$26=\"v\",F59,G59))","v":0},{"$f":"IF(Calculo!$C$6=\"Si\",IF($B$26=\"v\",F87,G87),IF($B$26=\"v\",F59,G59))","v":0},{"$f":"IF(Calculo!$C$6=\"Si\",IF($B$26=\"v\",F87,G87),IF($B$26=\"v\",F59,G59))","v":0},{"$f":"IF(Calculo!$C$6=\"Si\",IF($B$26=\"v\",F87,G87),IF($B$26=\"v\",F59,G59))","v":0},{"$f":"IF(Calculo!$C$6=\"Si\",IF($B$26=\"v\",F87,G87),IF($B$26=\"v\",F59,G59))","v":0},{"$f":"IF(Calculo!$C$6=\"Si\",IF($B$26=\"v\",F87,G87),IF($B$26=\"v\",F59,G59))","v":0},{"$f":"IF(Calculo!$C$6=\"Si\",IF($B$26=\"v\",F87,G87),IF($B$26=\"v\",F59,G59))","v":0},{"$f":"IF(Calculo!$C$6=\"Si\",IF($B$26=\"v\",F87,G87),IF($B$26=\"v\",F59,G59))","v":0},{"$f":"IF(Calculo!$C$6=\"Si\",IF($B$26=\"v\",J87,K87),IF($B$26=\"v\",J59,K59))","v":0},{"$f":"IF(Calculo!$C$6=\"Si\",IF($B$26=\"v\",L87,M87),IF($B$26=\"v\",L59,M59))","v":0}]
[]
[]
[]
[]
[null,null,null,null,null,null,null,null,null,null,null,null,null,null,null,null,null,{"$f":"+COLUMN(R33)","v":18}]
[null,null,null,null,"T° Libre",null,null,null,null,null,null,null,null,null,null,{"$f":"+COLUMN(P34)","v":16},null,null,"Espesor de calculo"]
[null,null,null,null,null,"Muros",null,"Techos",null,"Pisos_v",null,"Pisos_t",null,null,null,"e Eq H.A",4.0435131987577639,4.0435131987577639,{"$f":"+IF($B$26=\"v\",Q34,R34)","v":4.0435131987577639}]
[null,null,null,null,null,"SA Verano ","SA Invierno ","SA Verano ","SA Invierno ","SA Verano ","SA Invierno ","SA Verano ","SA Invierno ",null,null,"Área eq H.A",420]
[null,null,null,null,1,0,0,0,0,0,0,0,0]
[null,null,null,null,{"$f":"+E36+1","v":2},0,0,29,76,0,0,0,0,null,null,"Amortiguamiento","CTm","fi"]
[null,null,null,null,{"$f":"+E37+1","v":3},0,0,0,0,0,0,0,0,null,null,0.65125432993452936,7.4541057641862638,1.9809057434300219]
[null,null,null,null,4,70,80,0,0,0,0,70,80]
[null,null,null,null,5,0,0,0,0,0,0,0,0,null,null,"Participación de Masa"]
[null,null,null,null,6,0,0,0,0,0,0,0,0,null,null,"Techo",4.0770257041429815E-2]
[null,null,null,null,7,0,0,0,0,0,0,0,0,null,null,"Muros",0.47106607821809016]
[null,null,null,null,8,0,0,0,0,0,0,0,0,null,null,"Piso v",0]
[null,null,null,null,9,0,0,0,0,0,0,0,0,null,null,"Piso t",0.38274118855219824]
[null,null,null,null,10,0,0,0,0,0,0,0,0,null,null,"Masa ad",0.10542247618828179]
[null,null,null,null,11,0,0,0,0,0,0,0,0]
[null,null,null,null,12,0,0,0,0,0,0,0,0,null,null,"dpm",{"$f":"+IF(S34>=7,5,3)","v":3}]
[null,null,null,null,13,0,0,0,0,0,0,0,0]
[null,null,null,null,14,0,0,0,0,0,0,0,0]
[null,null,null,null,15,0,0,0,0,0,0,0,0]
[null,null,null,null,16,0,0,0,0,0,0,0,0]
[null,null,null,null,17,0,0,0,0,0,0,0,0]
[null,null,null,null,18,0,0,0,0,0,0,0,0]
[null,null,null,null,19,0,0,0,0,0,0,0,0]
[null,null,null,null,20,0,0,0,0,0,0,0,0]
[null,null,null,null,21,0,0,0,0,0,0,0,0]
[null,null,null,null,22,0,0,0,0,0,0,0,0]
[null,null,null,null,23,0,0,0,0,0,0,0,0]
[null,null,null,null,24,0,0,0,0,0,0,0,0]
[]
[null,null,null,null,"Con Clima"]
[null,null,null,null,null,"Muros",null,"Techos",null,"Pisos_v",null,"Pisos_t"]
[null,null,null,null,null,"SA Verano ","SA Invierno ","SA Verano ","SA Invierno ","SA Verano ","SA Invierno ","SA Verano ","SA Invierno "]
[null,null,null,null,1,0,0,0,0,0,0,0,0]
[null,null,null,null,{"$f":"+E64+1","v":2},0,0,29,76,0,0,0,0]
[null,null,null,null,{"$f":"+E65+1","v":3},0,0,0,0,0,0,0,0]
[null,null,null,null,4,70,80,0,0,0,0,70,80]
[null,null,null,null,5,0,0,0,0,0,0,0,0]
[null,null,null,null,6,0,0,0,0,0,0,0,0]
[null,null,null,null,7,0,0,0,0,0,0,0,0]
[null,null,null,null,8,0,0,0,0,0,0,0,0]
[null,null,null,null,9,0,0,0,0,0,0,0,0]
[null,null,null,null,10,0,0,0,0,0,0,0,0]
[null,null,null,null,11,0,0,0,0,0,0,0,0]
[null,null,null,null,12,0,0,0,0,0,0,0,0]
[null,null,null,null,13,0,0,0,0,0,0,0,0]
[null,null,null,null,14,0,0,0,0,0,0,0,0]
[null,null,null,null,15,0,0,0,0,0,0,0,0]
[null,null,null,null,16,0,0,0,0,0,0,0,0]
[null,null,null,null,17,0,0,0,0,0,0,0,0]
[null,null,null,null,18,0,0,0,0,0,0,0,0]
[null,null,null,null,19,0,0,0,0,0,0,0,0]
[null,null,null,null,20,0,0,0,0,0,0,0,0]
[null,null,null,null,21,0,0,0,0,0,0,0,0]
[null,null,null,null,22,0,0,0,0,0,0,0,0]
[null,null,null,null,23,0,0,0,0,0,0,0,0]
[null,null,null,null,24,0,0,0,0,0,0,0,0]

{"sheet":"CEV-CEVE","index":2,"n_rows":239,"n_cols":39,"rows_kept":239,"cut":false,"hidden":true,"merged":[]}
[null,null,"CALIFICACIÓN ENERGÉTICA EN VIVIENDAS EN CHILE"]
[]
[null,null,null,"1.- Características de la vivienda"]
[]
[null,null,null,"1.1.- Datos generales e identificación del proyecto"]
[]
[null,1,"Tipo de Calificación",null,"Calificación",null,"Vivienda nueva"]
[null,2,"Región",null,"Región_Metropolitana_de_Santiago"]
[null,3,"Comuna",null,"Peñalolén",null,null,null,"Tiene las siguientes Zonas Térmicas",null,null,"D",0,0]
[null,4,"Zona Térmica Proyecto",null,"D",null,null,null,null,null,null,3,5,7,3,null,null,null,null,null,null,null,null,null,null,null,null,"Puertas"]
[null,5,"Dormitorios de la vivienda",null,4,null,null,null,null,null,null,null,null,null,null,null,null,null,null,null,null,null,null,null,null,null,null,"Nombre","Abreviatura","U puerta opaca [W/m2K]","Vidrio","% Vidrio","U Marco [W/m2K]","% Marco","U ponderado","U ponderado opaco","U vidrio [W/m2K]"]
[null,5,null,null,null,null,null,null,null,null,null,null,null,null,null,null,null,null,null,null,null,null,null,null,null,null,null,"Madera Solida","MS",1.91,"VM",0,1.25,8.7800000000000003E-2,1.852052,1.852052,5.8]
[null,6,"Identificación de la vivienda a evaluar",null,"BLABLA",null,null,null,null,null,null,null,null,null,null,null,null,null,null,null,null,null,null,null,null,null,null,"Madera con hasta 50% zona vidriada","MS < 50% Vidrio",1.91,"VM",0.4,1.25,8.7800000000000003E-2,3.4080519999999996,1.8134199999999998,5.8]
[null,7,"Nombre del proyecto",null,"BLABLA",null,null,null,null,null,null,null,null,null,null,null,null,null,null,null,null,null,null,null,null,null,null,"Madera con hasta 100% zona vidriada","MS < 100% Vidrio",1.91,"VM",0.85,1.25,8.7800000000000003E-2,5.1585519999999994,1.5236799999999999,5.8]
[null,8,"Dirección de la vivienda",null,"EL OLIVILLO 5873",null,null,null,null,null,null,null,null,null,null,null,null,null,null,null,null,null,null,null,null,null,null,"Liviana de madera","ML",2.63,"VM",0,1.25,8.7800000000000003E-2,2.5088360000000001,2.5088360000000001,5.8]
[null,9,"Tipo de vivienda",null,"Casa Aislada",null,null,null,null,null,null,null,null,null,null,null,null,null,null,null,null,null,null,null,null,null,null,"Liviana madera con hasta 50% zona vidriada","ML < 50% Vidrio",2.5299999999999998,"VM",0.45,1.25,8.7800000000000003E-2,3.889116,2.3256654545454545,5.8]
[null,9,null,null,null,null,null,null,null,null,null,null,null,null,null,null,null,null,null,null,null,null,null,null,null,null,null,"Liviana madera con hasta 100% zona vidriada","ML < 100% Vidrio",2.1800000000000002,"VM",0.85,1.25,8.7800000000000003E-2,5.1753459999999993,1.6356400000000002,5.8]
[null,9,null,null,null,null,null,null,null,null,null,null,null,null,null,null,null,null,null,null,null,null,null,null,null,null,null,null,null,null,null,null,null,null,0,0,0]
[null,10,"Rol vivienda",null,"10371-8",null,null,null,null,null,null,null,null,null,null,null,null,null,null,null,null,null,null,null,null,null,null,null,null,null,null,null,null,null,0,0,0]
[null,11,"Evaluador energético ",null,"YO",null,null,null,null,null,null,null,null,null,null,null,null,null,null,null,null,null,null,null,null,null,null,null,null,null,null,null,null,null,0,0,0]
[null,12,"Rol registro de Evaluadores:",null,"NO SÉ",null,null,null,null,null,null,null,null,null,null,null,null,null,null,null,null,null,null,null,null,null,null,null,null,null,null,null,null,null,0,0,0]
[null,13,"RUT Evaluador",null,"16125392-8",null,null,null,null,null,null,null,null,null,null,null,null,null,null,null,null,null,null,null,null,null,null,null,null,null,null,null,null,null,0,0,0]
[null,13,null,null,null,null,null,null,null,null,null,null,null,null,null,null,null,null,null,null,null,null,null,null,null,null,null,null,null,null,null,null,null,null,0,0,0]
[null,14,"Versión Planilla",null,"2.2"]
[null,15,"Caso interno Evaluador",null,null,null,null,null,null,null,null,null,null,null,null,null,null,null,null,null,null,null,null,null,null,null,null,"Vidrios"]
[null,16,"Iteración Evaluador",null,null,null,null,null,null,null,null,null,null,null,null,null,null,null,null,null,null,null,null,null,null,null,null,"Nombre","Abreviatura","U vidrio [W/m2K]","FS Vidrio"]
[null,16,null,null,null,null,null,null,null,null,null,null,null,null,null,null,null,null,null,null,null,null,null,null,null,null,null,"Vidrio Monolítico (VM). Sin espaciador","VM",5.8,0.87]
[null,17,"Solicitado por:",null,"6699564-k",null,null,null,null,null,null,null,null,null,null,null,null,null,null,null,null,null,null,null,null,null,null,"DVH con espaciador de 6mm","DVH con 6mm",3.28,0.77429999999999999]
[null,18,"RUT Mandante",null,"ROSA MARIA CARO HENRIQUEZ",null,null,null,null,null,null,null,null,null,null,null,null,null,null,null,null,null,null,null,null,null,null,"DVH con espaciador de 9mm","DVH con 9mm",3.01,0.77429999999999999]
[null,18,null,null,null,null,null,null,null,null,null,null,null,null,null,null,null,null,null,null,null,null,null,null,null,null,null,"DVH con espaciador de 12mm","DVH con 12mm",2.85,0.77429999999999999]
[null,18,null,"1.2.- Descripción general de los elementos de la envolvente  (esto sólo se utiliza en la confección del certificado)",null,null,null,null,null,null,null,null,null,null,null,null,null,null,null,null,null,null,null,null,null,null,null,"DVH con espaciador de 15mm o mayor","DVH con 15mm o +",2.8,0.77429999999999999]
[null,18]
[null,19,"Muro principal",null,"Muro LADRILLO con aislación por Sin, de materialidad Pesado, con U= 1,9 [W/m2K], espesor solido17 [cm] y espesor aislante de  [cm]"]
[null,20,"Muro secundario"]
[null,21,"Piso principal",null,"Piso MI PISO con aislación por Sin, con U  =  [W/m2K], ",null,null,null,null,null,null,null,null,null,null,null,null,null,null,null,null,null,null,null," "," "]
[null,22,"Techo principal",null,"Techo TECHO con aislación por  con U= 0,47 [W/m2K] y espesor aislante de  [cm]"]
[null,23,"Techo secundario"]
[null,24,"Ventana principal: Vidrio y Marco ",null,"Vidrio Vidrio Monolítico (VM). Sin espaciador con U= 5,8 [W/m2K] y factor solar de 0,87"]
[null,25,"Ventana secundaria: Vidrio y Marco ",null,null,null,null,null,null,null,null,null,null,null,"Marco Metal sin Ruptura de Puente Térmico con U= 5,8 [W/m2K] y factor Marco de 0,85"]
[null,26,"Puerta principal",null,"Puerta Madera Solida con U= 1,91 [W/m2K] y  0 % de vidrio"]
[null,26]
[null,26,null,"1.3.- Descripción general de los sistemas de calefacción y agua caliente sanitaria"]
[null,26]
[null,27,"Sistema de calefacción",null,null,null,null,null,null,null,null,null,null,null,null,null,null,null,null,null,null,null,null,null,null,null,null,"Marcos Ventana"]
[null,28,"Sistema de agua caliente",null,null,null,null,null,null,null,null,null,null,null,null,null,null,null,null,null,null,null,null,null,null,null,null,"Nombre tipo de Marcos","Abreviatura","Ufr [W/m2K]","FM"]
[null,28,null,null,null,null,null,null,null,null,null,null,null,null,null,null,null,null,null,null,null,null,null,null,null,null,null,"Madera","Madera",2.6,0.75]
[null,28,null,null,null,null,null,null,null,null,null,null,null,null,null,null,null,null,null,null,null,null,null,null,null,null,null,"Policloruro de Vinilo","PVC",2.8,0.8]
[null,28,null,"2.- Dimensiones de la vivienda",null,null,null,null,null,null,null,null,null,null,null,null,null,null,null,null,null,null,null,null,null,null,null,"Metal sin Ruptura de Puente Térmico","Sin RPT",5.8,0.85]
[null,28,null,null,null,null,null,null,null,null,null,null,null,null,null,null,null,null,null,null,null,null,null,null,null,null,null,"Metal con Ruptura de Puente Térmico","Con RPT",3.3,0.8]
[null,28,null,"Area [m²]","Altura [m]","Volumen [m3]"]
[null,28]
[null,29,"Piso 1",130,2.4,312]
[null,30,"Piso 2",null,null,0]
[null,31,"Piso 3+4+..",null,null,0]
[null,31]
[null,32,"Total ",130,null,312]
[null,32]
[null,32]
[null,32,null,"3.- Características térmicas de la envolvente",null,null,null,null,null,null,null,null,null,null,null,null,null,null,null,null,null,null,null,null,null,null,null,"Muros transmitancia"]
[null,32,null,null,null,null,null,null,null,null,null,null,null,null,null,null,null,null,null,null,null,null,null,null,null,null,null,"Nombre","Abreviatura","Tipología/materialidad","U  [W/m2K]","espesor muro solido [cm]","espesor aislante [cm]","Posición Aislación"]
[null,32,null,"3.1.- Area y coeficiente de transferencia de calor por elemento constructivo",null,null,null,null,null,null,null,null,null,null,null,null,null,null,null,null,null,null,null,null,null,null,null,"Adiabatico","Muro Adiabatico",null,0]
[null,32,null,null,null,null,null,null,null,null,null,null,null,null,null,null,null,null,null,null,null,null,null,null,null,null,null,"LADRILLO","LADRILLO","Pesado",1.9,17,null,"Sin"]
[null,32,null,"Muros","Ángulo Azimut","Orientación","Densidad Muro","Area (m²)","U [W/m²K]",null,"Puentes térmicos [ml]",null,null,null,"Posición Aislación"]
[null,32,null,null,null,null,null,null,null,null,"P01","P02","P03"]
[null,32]
[null,33,"Muro 1","LADRILLO","0° ≤ Az < 22,5°","N","Pesado",40,1.9,null,null,null,null,null,"Sin"]
[null,34,"Muro 2","LADRILLO","67,5° ≤ Az < 90°","E","Pesado",40,1.9,null,null,null,null,null,"Sin"]
[null,35,"Muro 3","LADRILLO","157,5° ≤ Az < 180°","S","Pesado",40,1.9,null,null,null,null,null,"Sin"]
[null,36,"Muro 4","LADRILLO","-90° ≤ Az < -67,5°","O","Pesado",40,1.9,null,null,null,null,null,"Sin"]
[null,37,"Muro 5",null,null,0,"",null,"",null,null,null,null,null,""]
[null,38,"Muro 6",null,null,0,"",null,"",null,null,null,null,null,""]
[null,39,"Muro 7",null,null,0,"",null,"",null,null,null,null,null,""]
[null,40,"Muro 8",null,null,0,"",null,"",null,null,null,null,null,""]
[null,41,"Muro 9",null,null,0,"",null,"",null,null,null,null,null,""]
[null,42,"Muro 10",null,null,0,"",null,"",null,null,null,null,null,""]
[null,43,"Muro 11",null,null,0,"",null,"",null,null,null,null,null,""]
[null,44,"Muro 12",null,null,0,"",null,"",null,null,null,null,null,"",null,null,null,null,null,null,null,null,null,null,null,null,"Techos transmitancia"]
[null,45,"Muro 13",null,null,0,"",null,"",null,null,null,null,null,"",null,null,null,null,null,null,null,null,null,null,null,null,"Nombre","Abreviatura","U  [W/m2K]",null,"espesor techo solido [cm]","espesor aislante [cm]","Posición Aislación"]
[null,46,"Muro 14",null,null,0,"",null,"",null,null,null,null,null,"",null,null,null,null,null,null,null,null,null,null,null,null,"Adiabatico","Techo Adiabatico",0]
[null,47,"Muro 15",null,null,0,"",null,"",null,null,null,null,null,"",null,null,null,null,null,null,null,null,null,null,null,null,"TECHO","TECHO",0.47]
[null,48,"Muro 16 + ..",null,null,0,"",null,"",null,null,null,null,null,""]
[null,48]
[null,48,null,"Puentes térmicos particulares"]
[null,48,null,"Alojada en el muro","Azimut","Orientación","Elemento perpendicular","Aislación ","Longitud [m]",null,null,null,null,null,null,null,null,null,null,null,null,null,null,null,null,null,null,"Pisos transmitancia"]
[null,48,null,null,null,null,null,null,null,null,null,null,null,null,null,null,null,null,null,null,null,null,null,null,null,null,null,"Nombre","Abreviatura","U  Piso ventilado","Aislación bajo piso contacto terreno",null,"Refuerzo Aislación Vert. ",null,null,"Refuerzo Aislación horiz.",null,null,"Posición "]
[null,48,null,null,null,null,null,null,null,null,null,null,null,null,null,null,null,null,null,null,null,null,null,null,null,null,null,null,null,"[W/m2K]","l [W/mK]","e aislante [cm]","l [W/mK]","e aislante [cm]","D [cm]","l [W/mK]","e aislante [cm]","D [cm]","Aislación"]
[null,49,"P04",null,null,0,null,null,null,null,null,null,null,null,null,null,null,null,null,null,null,null,null,null,null,null,null,"Adiabatico","Piso Adiabatico",0]
[null,50,"P04",null,null,0,null,null,null,null,null,null,null,null,null,null,null,null,null,null,null,null,null,null,null,null,null,"MI PISO","PISO CONTACTO",null,null,null,null,null,null,null,null,null,"Sin"]
[null,51,"P04",null,null,0]
[null,52,"P04",null,null,0]
[null,53,"P04",null,null,0]
[null,53]
[null,53,null,"Tipo Puerta","Azimut","Orientación",null,"Categoría para Infiltraciones",null,null,"Alto [m]","Ancho [m]",null,"Área vidrio [m2]",null,"FAV 1",null,"FAV 2 Izquierda",null,"FAV 2 Derecha",null,"FAV 3"]
[null,53,null,null,null,null,null,null,null,null," (incluye marco)",null,null,null,null,"D","L","P","S","P","S","E","T","b","a"]
[null,53]
[null,54,"Puerta 1","MS","0° ≤ Az < 22,5°","N",null,"Madera Solida",null,null,2,0.9,null,0]
[null,55,"Puerta 2",null,null,0,null,null,null,null,null,null,null,0]
[null,56,"Puerta 3",null,null,0,null,null,null,null,null,null,null,0]
[null,56]
[null,56,null,"Tipo Ventana","Azimut","Orientación","Elemento envolvente donde se encuentra ","Tipo de Cierre de ventana","Posición Ventanal","Aislación Con/Sin retorno","Alto [m] (H)","Ancho [m] (W)","Categoría para PT y Infilt","Tipo",null,"FAV 1",null,"FAV 2 Izquierda",null,"FAV 2 Derecha",null,"FAV 3"]
[null,56,null,"Ventana (incluye marco)",null,null,null,null,null,null,null,null,"Marco",null,null,"D","L","P","S","P","S","E","T","b","a"]
[null,56]
[null,57,"Ventana 1","VM","45° ≤ Az < 67,5°","NE","LADRILLO","Corredera","Centrada","Sin",2,2.5,"Metalico","Sin RPT"]
[null,58,"Ventana 2",null,null,0]
[null,59,"Ventana 3",null,null,0]
[null,60,"Ventana 4",null,null,0]
[null,61,"Ventana 5",null,null,0]
[null,62,"Ventana 6",null,null,0]
[null,63,"Ventana 7",null,null,0]
[null,64,"Ventana 8",null,null,0]
[null,65,"Ventana 9",null,null,0]
[null,66,"Ventana 10",null,null,0]
[null,67,"Ventana 11",null,null,0]
[null,68,"Ventana 12",null,null,0]
[null,69,"Ventana 13",null,null,0]
[null,70,"Ventana 14",null,null,0]
[null,71,"Ventana 15",null,null,0]
[null,72,"Ventana 16",null,null,0]
[null,73,"Ventana 17",null,null,0]
[null,74,"Ventana 18",null,null,0]
[null,75,"Ventana 19",null,null,0]
[null,76,"Ventana 20",null,null,0]
[]
[null,76,null,null,"% Anual referencial Rad Directa",null,null,1,null,"% Anual referencial Rad Directa",null,null,1,null,"% Anual referencial Rad Directa",null,null,1,null,"% Anual referencial Rad Directa",null,null,1]
[null,77,"Orientación",null,"N","Azimut",null,null,null,"E","Azimut",null,null,null,"S","Azimut",null,null,null,"O","Azimut"]
[null,78,"Dimensiones",null,"División","A [m]","B [m]","D [m]",null,"División","A [m]","B [m]","D [m]",null,"División","A [m]","B [m]","D [m]",null,"División","A [m]","B [m]","D [m]"]
[null,79,"Obstrucción 1"]
[null,80,"Obstrucción 2"]
[null,81,"Obstrucción 3"]
[null,82,"Obstrucción 4"]
[null,83,"Obstrucción 5"]
[null,84,"Obstrucción 6"]
[null,85,"Obstrucción 7"]
[null,86,"Obstrucción 8"]
[]
[null,86,null,null,"% Anual referencial Rad Directa",null,null,1,null,"% Anual referencial Rad Directa",null,null,1,null,"% Anual referencial Rad Directa",null,null,1,null,"% Anual referencial Rad Directa",null,null,1]
[null,87,"Orientación",null,"NE","Azimut",null,null,null,"SE","Azimut",null,null,null,"SO","Azimut",null,null,null,"NO","Azimut"]
[null,88,"Dimensiones",null,"División","A [m]","B [m]","D [m]",null,"División","A [m]","B [m]","D [m]",null,"División","A [m]","B [m]","D [m]",null,"División","A [m]","B [m]","D [m]"]
[null,89,"Obstrucción 1"]
[null,90,"Obstrucción 2"]
[null,91,"Obstrucción 3"]
[null,92,"Obstrucción 4"]
[null,93,"Obstrucción 5"]
[null,94,"Obstrucción 6"]
[null,95,"Obstrucción 7"]
[null,96,"Obstrucción 8"]
[null,96]
[null,96,null,"Techos",null,"Densidad Techo","Area (m²)","U [W/m²K]",null,null,"Camaras de aire","Tipo de cubierta",null,"Posición Aislación"]
[null,96]
[null,97,"Techo 1","TECHO",null,"Liviano-Otro",130,0.47,null,null,"Ligeramente ventilada","Cubierta normal",null,0]
[null,98,"Techo 2",null,null,null,null,"",null,null,null,null,null,""]
[null,99,"Techo 3",null,null,null,null,"",null,null,null,null,null,""]
[null,100,"Techo 4",null,null,null,null,"",null,null,null,null,null,""]
[null,101,"Techo 5+..",null,null,null,null,"",null,null,null,null,null,""]
[null,101]
[null,101,null,"Pisos",null,"Densidad Piso","Area (m²)","U [W/m²K]",null,null,"Perímetro contacto terreno [m]","Piso ventilado",null,"Posición Aislación",null,null,null,"Ls [W/K]"]
[null,101]
[null,102,"Piso 1","PISO CONTACTO",null,"Pesado",130,0,null,null,90,"No Ventilado",null,"Sin",null,null,null,148.3710554960868]
[null,103,"Piso 2",null,null,null,null,"",null,null,null,null,null,"",null,null,null,0]
[null,104,"Piso 3",null,null,null,null,"",null,null,null,null,null,"",null,null,null,0]
[null,105,"Piso 4+..",null,null,null,null,"",null,null,null,null,null,"",null,null,null,0]
[null,105]
[null,105]
[null,105,null,"Resumen Envolvente "]
[null,105]
[null,105,null,"Elementos Opacos",null,null,null,"Elementos traslucidos",null,null,"Perdidas Puentes térmicos"]
[null,105,null,"Área total [m²]","Área Efectiva [m²]","Ū [W/Km²]",null,"Área [m²]","U [W/Km²]",null,"P01","P02","P03","P04","P05","Total",null,null,"Ū*A + jL [W/K]",null,"[m²] Envolvente no adiabatica"]
[null,105,null,null,null,null,null,null,null,null,null,null,null,null,null,null,null,null,null,null,426.8]
[null,106,"Horiz",130,130,0.47,null,0,0,null,null,null,null,null,null,null,null,"Techos",61.099999999999994]
[null,107,"N",41.8,41.8,1.897935253588517,null,0,0,null,0,0,0,0,0,0,null,"N",79.333693600000004]
[null,108,"NE",0.75000000000000011,0.75000000000000011,5.8,null,4.25,5.8,null,0,0,0,0,0,0,null,"NE",29]
[null,109,"E",40,40,1.9,null,0,0,null,0,0,0,0,0,0,null,"E",76]
[null,110,"SE",0,0,0,null,0,0,null,0,0,0,0,0,0,null,"SE",0]
[null,111,"S",40,40,1.9,null,0,0,null,0,0,0,0,0,0,null,"S",76]
[null,112,"SO",0,0,0,null,0,0,null,0,0,0,0,0,0,null,"SO",0]
[null,113,"O",40,40,1.9,null,0,0,null,0,0,0,0,0,0,null,"O",76]
[null,114,"NO",0,0,0,null,0,0,null,0,0,0,0,0,0,null,"NO",0]
[null,115,"Pisos ",130,0,0,null,null,null,null,null,null,null,null,"Pisos Ls",148.3710554960868,null,"Pisos",148.3710554960868]
[null,115]
[null,115]
[null,115]
[null,115,null,"4.- Perfil de uso"]
[null,115]
[null,115,null,"4.1.- Condiciones de uso de la vivienda"]
[null,115]
[null,115,null,null,null,null,null,null,"Cargas internas [W/m2]"]
[null,115,null,null,null,null,null,null,"Enero","Febrero","Marzo","Abril","Mayo","Junio","Julio","Agosto","Septiembre","Octubre","Noviembre","Diciembre"]
[null,115,null,null,null,null,null,0,3.1538461538461537,3.1538461538461537,3.1538461538461537,3.1538461538461537,3.1538461538461537,3.1538461538461537,3.1538461538461537,3.1538461538461537,3.1538461538461537,3.1538461538461537,3.1538461538461537,3.1538461538461537]
[null,115,null,null,null,null,null,1,3.1538461538461537,3.1538461538461537,3.1538461538461537,3.1538461538461537,3.1538461538461537,3.1538461538461537,3.1538461538461537,3.1538461538461537,3.1538461538461537,3.1538461538461537,3.1538461538461537,3.1538461538461537]
[null,115,null,null,null,null,null,2,3.1538461538461537,3.1538461538461537,3.1538461538461537,3.1538461538461537,3.1538461538461537,3.1538461538461537,3.1538461538461537,3.1538461538461537,3.1538461538461537,3.1538461538461537,3.1538461538461537,3.1538461538461537]
[null,115,null,null,"[W/m2]",null,null,3,3.1538461538461537,3.1538461538461537,3.1538461538461537,3.1538461538461537,3.1538461538461537,3.1538461538461537,3.1538461538461537,3.1538461538461537,3.1538461538461537,3.1538461538461537,3.1538461538461537,3.1538461538461537]
[null,115,null,null,null,null,null,4,3.1538461538461537,3.1538461538461537,3.1538461538461537,3.1538461538461537,3.1538461538461537,3.1538461538461537,3.1538461538461537,3.1538461538461537,3.1538461538461537,3.1538461538461537,3.1538461538461537,3.1538461538461537]
[null,115,null,null,"Diurna","Nocturna",null,5,3.1538461538461537,3.1538461538461537,3.1538461538461537,3.1538461538461537,3.1538461538461537,3.1538461538461537,3.1538461538461537,3.1538461538461537,3.1538461538461537,3.1538461538461537,3.1538461538461537,3.1538461538461537]
[null,116,"Usuarios",null,3.7846153846153845,3.1538461538461537,null,6,2.523076923076923,2.523076923076923,2.523076923076923,2.523076923076923,2.523076923076923,2.523076923076923,2.523076923076923,2.523076923076923,2.523076923076923,2.523076923076923,2.523076923076923,2.523076923076923]
[null,117,"Iluminación cuando luz natural < 250 Lux",null,1.5,0,308.29500000000002,7,3.0276923076923077,3.0276923076923077,3.0276923076923077,3.0276923076923077,3.0276923076923077,4.5276923076923072,3.0276923076923077,3.0276923076923077,3.0276923076923077,3.0276923076923077,3.0276923076923077,3.0276923076923077]
[null,117,null,null,null,null,null,8,1.5138461538461538,1.5138461538461538,1.5138461538461538,1.5138461538461538,1.5138461538461538,1.5138461538461538,1.5138461538461538,1.5138461538461538,1.5138461538461538,1.5138461538461538,1.5138461538461538,1.5138461538461538]
[null,117,null,null,null,null,null,9,0.94615384615384612,0.94615384615384612,0.94615384615384612,0.94615384615384612,0.94615384615384612,0.94615384615384612,0.94615384615384612,0.94615384615384612,0.94615384615384612,0.94615384615384612,0.94615384615384612,0.94615384615384612]
[null,117,null,null,null,null,null,10,0.94615384615384612,0.94615384615384612,0.94615384615384612,0.94615384615384612,0.94615384615384612,0.94615384615384612,0.94615384615384612,0.94615384615384612,0.94615384615384612,0.94615384615384612,0.94615384615384612,0.94615384615384612]
[null,117,null,null,null,null,null,11,0.94615384615384612,0.94615384615384612,0.94615384615384612,0.94615384615384612,0.94615384615384612,0.94615384615384612,0.94615384615384612,0.94615384615384612,0.94615384615384612,0.94615384615384612,0.94615384615384612,0.94615384615384612]
[null,117,null,null,null,null,null,12,0.94615384615384612,0.94615384615384612,0.94615384615384612,0.94615384615384612,0.94615384615384612,0.94615384615384612,0.94615384615384612,0.94615384615384612,0.94615384615384612,0.94615384615384612,0.94615384615384612,0.94615384615384612]
[null,117,null,null,null,null,null,13,0.94615384615384612,0.94615384615384612,0.94615384615384612,0.94615384615384612,0.94615384615384612,0.94615384615384612,0.94615384615384612,0.94615384615384612,0.94615384615384612,0.94615384615384612,0.94615384615384612,0.94615384615384612]
[null,117,null,null,null,null,null,14,0.94615384615384612,0.94615384615384612,0.94615384615384612,0.94615384615384612,0.94615384615384612,0.94615384615384612,0.94615384615384612,0.94615384615384612,0.94615384615384612,0.94615384615384612,0.94615384615384612,0.94615384615384612]
[null,117,null,null,null,null,null,15,0.94615384615384612,0.94615384615384612,0.94615384615384612,0.94615384615384612,0.94615384615384612,0.94615384615384612,0.94615384615384612,0.94615384615384612,0.94615384615384612,0.94615384615384612,0.94615384615384612,0.94615384615384612]
[null,117,null,null,null,null,null,16,1.1353846153846152,1.1353846153846152,1.1353846153846152,1.1353846153846152,1.1353846153846152,2.6353846153846154,1.1353846153846152,1.1353846153846152,1.1353846153846152,1.1353846153846152,1.1353846153846152,1.1353846153846152]
[null,117,null,null,null,null,null,17,1.8923076923076922,1.8923076923076922,1.8923076923076922,3.3923076923076922,3.3923076923076922,3.3923076923076922,3.3923076923076922,3.3923076923076922,1.8923076923076922,1.8923076923076922,1.8923076923076922,1.8923076923076922]
[null,117,null,null,null,null,null,18,1.8923076923076922,3.3923076923076922,3.3923076923076922,3.3923076923076922,3.3923076923076922,3.3923076923076922,3.3923076923076922,3.3923076923076922,3.3923076923076922,3.3923076923076922,1.8923076923076922,1.8923076923076922]
[null,117,null,null,null,null,null,19,4.3384615384615381,4.3384615384615381,4.3384615384615381,4.3384615384615381,4.3384615384615381,4.3384615384615381,4.3384615384615381,4.3384615384615381,4.3384615384615381,4.3384615384615381,4.3384615384615381,4.3384615384615381]
[null,117,null,null,null,null,null,20,4.9061538461538463,4.9061538461538463,4.9061538461538463,4.9061538461538463,4.9061538461538463,4.9061538461538463,4.9061538461538463,4.9061538461538463,4.9061538461538463,4.9061538461538463,4.9061538461538463,4.9061538461538463]
[null,117,null,null,null,null,null,21,5.2846153846153845,5.2846153846153845,5.2846153846153845,5.2846153846153845,5.2846153846153845,5.2846153846153845,5.2846153846153845,5.2846153846153845,5.2846153846153845,5.2846153846153845,5.2846153846153845,5.2846153846153845]
[null,117,null,null,null,null,null,22,3.1538461538461537,3.1538461538461537,3.1538461538461537,3.1538461538461537,3.1538461538461537,3.1538461538461537,3.1538461538461537,3.1538461538461537,3.1538461538461537,3.1538461538461537,3.1538461538461537,3.1538461538461537]
[null,117,null,null,null,null,null,23,3.1538461538461537,3.1538461538461537,3.1538461538461537,3.1538461538461537,3.1538461538461537,3.1538461538461537,3.1538461538461537,3.1538461538461537,3.1538461538461537,3.1538461538461537,3.1538461538461537,3.1538461538461537]
[null,117]
[null,117,null,null,null,null,null,null,"Renovaciones de aire por hora [1/hr]"]
[null,117,null,null,null,null,null,null,"Enero","Febrero","Marzo","Abril","Mayo","Junio","Julio","Agosto","Septiembre","Octubre","Noviembre","Diciembre"]
[null,117,null,"Infiltraciones",null,null,null,0,3.8022115384615387,0.80221153846153848,0.80221153846153848,0.80221153846153848,0.80221153846153848,0.80221153846153848,0.80221153846153848,0.80221153846153848,0.80221153846153848,0.80221153846153848,0.80221153846153848,0.80221153846153848]
[null,117,null,null,null,null,null,1,0.80221153846153848,0.80221153846153848,0.80221153846153848,0.80221153846153848,0.80221153846153848,0.80221153846153848,0.80221153846153848,0.80221153846153848,0.80221153846153848,0.80221153846153848,0.80221153846153848,0.80221153846153848]
[null,118,"¿Cuenta con ensayo de presurización?",null,null,"No",null,2,0.80221153846153848,0.80221153846153848,0.80221153846153848,0.80221153846153848,0.80221153846153848,0.80221153846153848,0.80221153846153848,0.80221153846153848,0.80221153846153848,0.80221153846153848,0.80221153846153848,0.80221153846153848]
[null,118,null,null,null,null,null,3,0.80221153846153848,0.80221153846153848,0.80221153846153848,0.80221153846153848,0.80221153846153848,0.80221153846153848,0.80221153846153848,0.80221153846153848,0.80221153846153848,0.80221153846153848,0.80221153846153848,0.80221153846153848]
[null,119,"Indicar valor del ensayo de presurización",null,null,null,"[RAH] a 50Pa",4,0.80221153846153848,0.80221153846153848,0.80221153846153848,0.80221153846153848,0.80221153846153848,0.80221153846153848,0.80221153846153848,0.80221153846153848,0.80221153846153848,0.80221153846153848,0.80221153846153848,0.80221153846153848]
[null,119,null,null,null,null,null,5,0.80221153846153848,0.80221153846153848,0.80221153846153848,0.80221153846153848,0.80221153846153848,0.80221153846153848,0.80221153846153848,0.80221153846153848,0.80221153846153848,0.80221153846153848,0.80221153846153848,0.80221153846153848]
[null,120,"De existir ductos de ventilación, ¿Cuántos hay?",null,null,null," [un]",6,0.80221153846153848,0.80221153846153848,0.80221153846153848,0.80221153846153848,0.80221153846153848,0.80221153846153848,0.80221153846153848,0.80221153846153848,0.80221153846153848,0.80221153846153848,0.80221153846153848,0.80221153846153848]
[null,120,null,null,null,null,null,7,0.80221153846153848,0.80221153846153848,0.80221153846153848,0.80221153846153848,0.80221153846153848,0.80221153846153848,0.80221153846153848,0.80221153846153848,0.80221153846153848,0.80221153846153848,0.80221153846153848,0.80221153846153848]
[null,121,"De existir Celosías, ¿Cuántas hay?",null,null,null," [un]",8,0.80221153846153848,0.80221153846153848,0.80221153846153848,0.80221153846153848,0.80221153846153848,0.80221153846153848,0.80221153846153848,0.80221153846153848,0.80221153846153848,0.80221153846153848,0.80221153846153848,0.80221153846153848]
[null,121,null,null,null,null,null,9,0.80221153846153848,0.80221153846153848,0.80221153846153848,0.80221153846153848,0.80221153846153848,0.80221153846153848,0.80221153846153848,0.80221153846153848,0.80221153846153848,0.80221153846153848,0.80221153846153848,0.80221153846153848]
[null,121,null,"Ventilación",null,null,null,10,3.8022115384615383,3.8022115384615383,3.8022115384615383,0.80221153846153848,0.80221153846153848,0.80221153846153848,0.80221153846153848,0.80221153846153848,0.80221153846153848,0.80221153846153848,0.80221153846153848,3.8022115384615383]
[null,121,null,null,null,null,null,11,3.8022115384615383,3.8022115384615383,3.8022115384615383,0.80221153846153848,0.80221153846153848,0.80221153846153848,0.80221153846153848,0.80221153846153848,0.80221153846153848,0.80221153846153848,3.8022115384615383,3.8022115384615383]
[null,122,"Ventilación Mecánica (VM)",null,"NO existen ventiladores para la ventilación de la vivienda ni control automatico",null,null,12,0.80221153846153848,0.80221153846153848,3.8022115384615383,3.8022115384615383,0.80221153846153848,0.80221153846153848,0.80221153846153848,0.80221153846153848,0.80221153846153848,0.80221153846153848,3.8022115384615383,3.8022115384615383]
[null,122,null,null,null,null,null,13,0.80221153846153848,0.80221153846153848,3.8022115384615383,3.8022115384615383,0.80221153846153848,0.80221153846153848,0.80221153846153848,0.80221153846153848,0.80221153846153848,3.8022115384615383,3.8022115384615383,3.8022115384615383]
[null,123,"Eficiencia Recuperador de Calor, si aplica ",null,null,null," [%]",14,0.80221153846153848,0.80221153846153848,0.80221153846153848,3.8022115384615383,0.80221153846153848,0.80221153846153848,0.80221153846153848,0.80221153846153848,0.80221153846153848,3.8022115384615383,3.8022115384615383,0.80221153846153848]
[null,123,null,"Eficiencia por defecto",null,50," [%]",15,0.80221153846153848,0.80221153846153848,0.80221153846153848,3.8022115384615383,0.80221153846153848,0.80221153846153848,0.80221153846153848,0.80221153846153848,0.80221153846153848,3.8022115384615383,3.8022115384615383,0.80221153846153848]
[null,123,null,null,null,null,null,16,0.80221153846153848,3.8022115384615383,3.8022115384615383,0.80221153846153848,0.80221153846153848,0.80221153846153848,0.80221153846153848,0.80221153846153848,0.80221153846153848,0.80221153846153848,3.8022115384615383,3.8022115384615383]
[null,124,"¿Tiene Sensor de CO2?",null,null,"No",null,17,3.8022115384615383,3.8022115384615383,3.8022115384615383,0.80221153846153848,0.80221153846153848,0.80221153846153848,0.80221153846153848,0.80221153846153848,0.80221153846153848,0.80221153846153848,3.8022115384615383,3.8022115384615383]
[null,124,null,null,null,null,null,18,3.8022115384615383,3.8022115384615383,0.80221153846153848,0.80221153846153848,0.80221153846153848,0.80221153846153848,0.80221153846153848,0.80221153846153848,0.80221153846153848,0.80221153846153848,0.80221153846153848,3.8022115384615383]
[null,125,"De tener, RAH según Memoria de Cálculo",null,null,null,"[RAH]",19,0.80221153846153848,0.80221153846153848,0.80221153846153848,0.80221153846153848,0.80221153846153848,0.80221153846153848,0.80221153846153848,0.80221153846153848,0.80221153846153848,0.80221153846153848,0.80221153846153848,0.80221153846153848]
[null,125,null,null,null,0.13223547412677508,null,20,0.80221153846153848,0.80221153846153848,0.80221153846153848,0.80221153846153848,0.80221153846153848,0.80221153846153848,0.80221153846153848,0.80221153846153848,0.80221153846153848,0.80221153846153848,0.80221153846153848,0.80221153846153848]
[null,125,null,null,null,0.80221153846153848,null,21,0.80221153846153848,0.80221153846153848,0.80221153846153848,0.80221153846153848,0.80221153846153848,0.80221153846153848,0.80221153846153848,0.80221153846153848,0.80221153846153848,0.80221153846153848,0.80221153846153848,0.80221153846153848]
[null,125,null,null,null,null,null,22,3.8022115384615387,3.8022115384615387,0.80221153846153848,0.80221153846153848,0.80221153846153848,0.80221153846153848,0.80221153846153848,0.80221153846153848,0.80221153846153848,0.80221153846153848,0.80221153846153848,3.8022115384615387]
[null,125,null,null,null,null,null,23,3.8022115384615387,3.8022115384615387,0.80221153846153848,0.80221153846153848,0.80221153846153848,0.80221153846153848,0.80221153846153848,0.80221153846153848,0.80221153846153848,0.80221153846153848,0.80221153846153848,3.8022115384615387]
[null,125]

{"sheet":"Calculo","index":3,"n_rows":36,"n_cols":14,"rows_kept":36,"cut":false,"hidden":false,"merged":[]}
[null,null,"Versión","2.2"]
[null,null,"Parámetros de operación",null,null,null,null,"DATOS RECINTO:"]
[]
[null,"Recup. de calor.","No","[ ]",null,null,"Elementos Opacos",null,null,null,"Elementos traslucidos",null,null,"Puentes térmicos"]
[null,"Eficiencia recup.",0,"[ ]",null,null,"Área total [m2]","Área Efectiva [m2]","U [W/Km²]",null,"Área [m2]","U [W/Km²]",null,"[W/K]"]
[null,"Sistema de clima.","No","[ ]"]
[]
[null,null,null,null,null,"TECHO",130,130,0.47,null,0,0]
[null,null,null,null,null,"NORTE:",40,40,1.9,null,0,0,null,0]
[null,null,null,null,null,"NOR-ESTE:",0,0,0,null,0,0,null,0]
[null,null,null,null,null,"ESTE:",40,40,1.9,null,0,0,null,0]
[null,null,null,null,null,"SUR-ESTE:",0,0,0,null,0,0,null,0]
[null,null,null,null,null,"SUR:",40,40,1.9,null,0,0,null,0]
[null,null,null,null,null,"SUR-OESTE:",0,0,0,null,0,0,null,0]
[null,null,null,null,null,"OESTE:",41.8,41.8,1.897935253588517,null,0,0,null,0]
[null,null,null,null,null,"NOR-OESTE:",0.75000000000000011,0.75000000000000011,5.8,null,4.25,5.8,null,2.7600000000000002]
[null,null,null,null,null,"PISO:",130,0,0,null,null,null,null,148.3710554960868]
[]
[]
[null,null,null,null,null,null,"Area [m²]","Altura [m]","Volumen [m3]"]
[]
[null,null,null,null,null,"Piso 1",130,2.4,312]
[null,null,null,null,null,"Piso 2",0,0,0]
[null,null,null,null,null,"Piso 3+4+..",0,0,0]
[]
[null,null,null,null,null,"Total ",130,null,312]
[]
[]
[]
[]
[]
[]
[]
[]
["#","Situación evaluada","Estado","Demanda calefacción [kWh/m²año]","Demanda refrigeración [kWh/m²año]","Demanda total [kWh/m²año]","% ahorro calefacción","% ahorro refrigeración","% ahorro demanda","letra","% Tiempo en disconfort frio","% Tiempo en disconfort calor"]
[1,"BLABLA  18-11-14 17-31","OK",105.34025939813694,0.32328981110801736,105.66354920924495,8.4676895001645214E-3,0.21720034539388544,9.2759647788207555E-3,"E",0.59027777777777779,0]

{"sheet":"Resultados","index":4,"n_rows":3124,"n_cols":57,"rows_kept":1125,"cut":true,"hidden":true,"merged":[],"bounds":{"rows_first":500,"rows_last":125,"rows_between":500,"halvings":2}}
[{"$f":"+COUNTA(C6:C1048576)/25*26+6","v":3126},"Fila a insertar datos (NO borrar)"]
[{"$f":"+Calculo!C23","v":0}]
[]
[null,null,1,2,3,4,5,6,7,8,9,10,11,12,13,14,15,16,17,18,19,20,21,22,23,24,25,26,27,28,29,30,31,32,33,34]
[null,null,"Tiempo [hrs]","Tiempo [s]","Mes","T° exterior","Qsol_ef tot [W]","Qgen pers [W]","Qgen ilum [W]","Qgen equip [W]","TsolH","TsolN","TsolNE","TsolE","TsolSE","TsolS","TsolSO","TsolO","TsolNO","T Interior [°C]","Q Envolvente [W]","Q Piso_vent [W]","Q Ventanas [W]","Q Techo [W]","Q Muros [W]","Q Piso_terreno [W]","Q Ventilacion [W]","Q Recuperado [W]","Q Infiltraciones [W]","QClima [W]",null,"Q Masa_tot [W]","TmasaHOR [°C]","Q Masa_ad [W]","Demanda Calef. [Wh]","Demanda Ref. [Wh]","Qtot [W]","Q_techo_v [W]","Q_techo_opaco [W]","Q_norte_v [W]","Q_norte_opaco [W]","Q_noreste_v [W]","Q_noreste_opaco [W]","Q_este_v [W]","Q_este_opaco [W]","Q_sureste_v [W]","Q_sureste_opaco [W]","Q_sur_v [W]","Q_sur_opaco [W]","Q_suroeste_v [W]","Q_suroeste_opaco [W]","Q_oeste_v [W]","Q_oeste_opaco [W]","Q_noroeste_v [W]","Q_noroeste_opaco [W]","Q_piso_vent_SA [W]","Q_piso_terre_SA [W]"]
[null,null,72,259200,1,15.848387096774188,0,410,0,0,12.142504743833012,15.848387096774188,15.848387096774188,15.848387096774188,15.848387096774188,15.848387096774188,15.848387096774188,15.848387096774188,15.848387096774188,24.209992926254479,-4.0979559962668191,0,-205.87541657645548,-99.200477264646636,-149.23451864464391,450.21245648947922,-581.94265880251726,0,-114.86001888404186,0,0,0,24.940527145207462,268.66218277397775,0,0,-22.23845090884819,0,-203.10077106389431,0,-343.54664802691872,-205.87541657645548,-18.837241165802677,0,-329.11042036804679,0,0,0,-329.11042036804679,0,0,0,-329.11042036804679,0,0,0,-525.17805672794782]
[null,null,73,262800,1,14.883870967741936,0,410,0,0,11.177988614800761,14.883870967741936,14.883870967741936,14.883870967741936,14.883870967741936,14.883870967741936,14.883870967741936,14.883870967741936,14.883870967741936,23.954765745521698,47.247118932594049,0,-223.30667131067239,-43.938077847626502,-215.94060254687065,530.43247063776357,-631.21513093629915,0,-124.58509573507602,0,0,0,24.694715715422156,271.87921775861122,0,0,-26.673889980169903,0,-149.08250238613448,0,-364.1844065543288,-223.30667131067239,-19.968844215156146,0,-348.88095640272803,0,0,0,-348.88095640272803,0,0,0,-348.88095640272803,0,0,0,-456.63763727476027]
[null,null,74,266400,1,13.780645161290321,0,410,0,0,10.074762808349146,13.780645161290321,13.780645161290321,13.780645161290321,13.780645161290321,13.780645161290321,13.780645161290321,13.780645161290321,13.780645161290321,23.566283248863886,47.779363897347594,0,-240.93059446621069,-104.29301731206279,-283.955670360662,676.95864603628308,-681.03221386060454,0,-134.41766428608744,0,0,0,24.425930976349772,315.17838165872394,0,0,-42.492132590620457,0,-226.18261902449507,0,-430.74255202527928,-240.93059446621069,-23.618339400120465,0,-412.64225158831164,0,0,0,-412.64225158831164,0,0,0,-412.64225158831164,0,0,0,-467.31108432532608]
[null,null,75,270000,1,12.6741935483871,0,410,0,0,8.9683111954459243,12.6741935483871,12.6741935483871,12.6741935483871,12.6741935483871,12.6741935483871,12.6741935483871,12.6741935483871,12.6741935483871,23.210149594259672,93.218710843667509,0,-259.40580655878301,-108.51112132187384,-316.24620536783937,777.38184409216376,-733.25561297197544,0,-144.72517571765007,0,0,0,24.128160361033963,337.0291314074417,0,0,-37.732946438516301,0,-238.85110966924086,0,-463.81338957055647,-259.40580655878301,-25.431669106503321,0,-444.32341427454082,0,0,0,-444.32341427454082,0,0,0,-444.32341427454082,0,0,0,-446.21804651577133]
[null,null,76,273600,1,12.141935483870968,0,410,0,0,8.4360531309297926,12.141935483870968,12.141935483870968,12.141935483870968,12.141935483870968,12.141935483870968,12.141935483870968,12.141935483870968,12.141935483870968,22.84950364917821,90.968499902388999,0,-263.87383726119742,-115.25841308693722,-395.04647918031378,865.14722943083746,-745.88527857174699,0,-147.21793614231794,0,0,0,23.813302277464516,353.92228604221873,0,0,-38.212428769457205,0,-252.13152683225459,0,-503.08398086887451,-263.87383726119742,-27.584941750141887,0,-481.94380988753642,0,0,0,-481.94380988753642,0,0,0,-481.94380988753642,0,0,0,-419.78404246397861]
[null,null,77,277200,1,11.819354838709678,120.6986764790058,410,0,0,9.1065338393421875,12.348821434686087,12.582481828871487,12.718053615921017,12.565743523033566,12.325149895558951,12.565743523033566,12.718053615921017,12.582481828871487,22.498531459507788,62.415499771323994,0,-263.25241406716646,-114.37098586781465,-503.67458133844161,943.71348104474669,-744.12871787212794,0,-146.87123773126766,0,0,0,23.490859549629164,364.52174927161775,0,0,-36.259651779800521,0,-255.34325243128424,0,-542.78863173118668,-263.25241406716646,-29.762014610531914,0,-519.98002537940806,0,0,0,-519.98002537940806,0,0,0,-519.98002537940806,0,0,0,-379.69963363272285]
[null,null,78,280800,1,12.870967741935482,402.08595601131321,328,0,0,14.496154332700819,15.713312695127128,16.967675949052278,17.695468387033717,16.877819403833112,15.586236350210193,16.877819403833112,17.695468387033717,16.967675949052278,22.185491165620636,-6.587583215392101,0,-230.15869314450134,-96.320176810706215,-663.71815726857585,983.60944400839128,-650.5835619537562,0,-128.40790940712603,0,0,0,23.179512173375105,365.30091623926762,0,0,-31.302046467473847,0,-237.59377226245331,0,-584.41113764368174,-230.15869314450134,-32.044246692555561,0,-559.8535054331544,0,0,0,-559.8535054331544,0,0,0,-559.8535054331544,0,0,0,-342.63247247739776]
[null,null,79,284400,1,15.174193548387096,592.39427269959469,393.6,0,0,21.254275774826056,20.391737595936863,22.694306649574543,24.030277182770327,22.52936168674897,20.158470192463813,22.52936168674897,24.030277182770327,22.694306649574543,22.039776287517149,-236.19915202454354,0,-170.22940379635602,-14.296716637815379,-907.10834009105383,855.43530850068169,-481.18300620331553,0,-94.972740601146313,0,0,0,22.90748952940902,319.68168112359899,0,0,-11.783180925521208,0,-137.92788887065151,0,-594.47709160386501,-170.22940379635602,-32.596179896971449,0,-569.49647636088048,0,0,0,-569.49647636088048,0,0,0,-569.49647636088048,0,0,0,-305.1838593994126]
[null,null,80,288000,1,17.848387096774196,704.31305643445114,196.8,0,0,28.552852624920934,25.531495307539263,28.922149423850001,30.889436346469665,28.679259284991538,25.187996778998944,28.679259284991538,30.889436346469665,28.922149423850001,21.947154861507883,-240.7674091661811,0,-102.16160179224073,89.987519286564677,-954.38613782570542,725.79281116520042,-288.77752945515937,0,-56.997011620972252,0,0,0,22.690466623175112,273.9235878171923,0,0,-7.1712009192898813,0,-15.947528805760166,0,-564.16397184802463,-102.16160179224073,-30.234422865063866,0,-521.14138279735664,0,0,0,-541.69548608856417,0,0,0,-521.14138279735664,0,0,0,-268.6994770484614]
[null,null,81,291600,1,20.699999999999996,1613.7151815729489,123,0,0,35.582239089184057,30.610555224146935,34.984210253318075,37.521842830332474,34.67090266106203,30.167471377983972,34.67090266106203,37.521842830332474,34.984210253318075,22.111913171401209,78.540429900799438,0,-35.78725104726324,181.22038271598939,-453.66349630276886,386.77079453484214,-546.57586972579884,0,-19.966076569273572,0,0,0,22.570699371615852,171.56521611564915,0,0,47.577471644472283,0,114.87060406052491,0,-362.81589041257905,-35.78725104726324,-16.126070732763523,0,-243.54938959609376,0,0,0,-354.23872284784261,0,0,0,-243.54938959609376,0,0,0,-236.10467855727339]
[null,null,82,295200,1,23.458064516129028,1868.1377524293057,123,0,0,40.910379506641362,34.738896948205102,39.717272870027713,42.605769753202182,39.360645984045959,34.234550369342827,39.360645984045959,42.605769753202182,39.717272870027713,22.840628201335385,-486.42364618344777,0,14.428317211516898,213.09563041229671,-271.33499234808329,-442.61260145917811,223.40625544621568,0,8.0497070264061037,0,0,0,22.663870068681383,-61.138651038193551,0,0,86.478271688235452,0,236.73991015338004,0,-95.956525192177693,14.428317211516898,1.6966684787212438,0,100.17732465787144,0,0,0,-104.2399907676801,0,0,0,100.17732465787144,0,0,0,-220.64589368574281]
[null,null,83,298800,1,25.393548387096779,2001.6172723253676,123,0,0,44.832229601518037,37.733443845994721,43.179197853979744,46.338871555928847,42.789090251784174,37.181748384184907,42.789090251784174,46.338871555928847,43.179197853979744,23.530399106327874,-309.05422594159722,0,45.395235141665168,237.51869210803306,382.4997128852973,-974.46786607659283,137.8938014049539,0,25.326470019215893,0,0,0,22.953358466296898,-210.30398561059954,0,0,66.770951921038034,0,318.84999697008254,0,194.23030287193615,45.395235141665168,20.919296013396366,0,469.58644812339293,0,0,0,167.89213735236936,0,0,0,469.58644812339293,0,0,0,-210.94949390225065]
[null,null,84,302400,1,26.877419354838707,1924.4379406334974,123,0,0,45.122624920936119,38.580994120534001,43.745931651838632,46.742673198728951,43.375940390229545,38.057747460406901,43.375940390229545,46.742673198728951,43.745931651838632,24.325182264115355,-188.75794077340561,0,62.643679547402492,241.55245583357762,1000.8490406399897,-1493.8031167943755,177.07325157712577,0,34.949555101973196,0,0,0,23.369929649787593,-348.88773892055445,0,0,86.235766409393236,0,376.47854852931488,0,467.68251285755815,62.643679547402492,38.911711918552484,0,814.33315255026639,0,0,0,424.54619088991785,0,0,0,814.33315255026639,0,0,0,-227.15000169153598]
[null,null,85,306000,1,28.164516129032251,1869.0633678492784,123,0,0,45.368687539531933,39.313046829548746,44.233036301720816,47.087656860470688,43.880591939929559,38.814615233121621,43.880591939929559,47.087656860470688,44.233036301720816,25.072664501247477,-145.26726882207959,0,76.001285895948527,200.2515108301198,1461.7287739233243,-1883.2488394714721,214.83084829739028,0,42.401901491615227,0,0,0,23.884006594244696,-435.48876530657549,0,0,79.974657269702703,0,368.6690015034942,0,657.70212118089762,76.001285895948527,51.191379821910303,0,1047.7350647219678,0,0,0,603.28779866658954,0,0,0,1047.7350647219678,0,0,0,-302.18668212959]
[null,null,86,309600,1,28.861290322580647,1690.0665558709261,123,0,0,44.516695129664768,39.184071255953945,43.739646773486697,46.38283119549429,43.413307273178802,38.722557508680474,43.413307273178802,46.38283119549429,43.739646773486697,25.775542882752614,-73.315938138158799,0,76.072849128163256,171.70044320613786,1818.7065220583672,-2139.795752530827,215.03313421535015,0,42.441827357171555,0,0,0,24.449906358555882,-486.32945309523603,0,0,74.787045749711609,0,359.77966052691932,0,786.56860322665966,76.072849128163256,59.687482434145096,0,1210.66998255404,0,0,0,724.20786450918661,0,0,0,1210.66998255404,0,0,0,-374.15412053981794]
[null,null,87,313200,1,28.525806451612894,1337.3729816577188,123,0,0,39.473301707779882,36.338489861687542,39.786327174025018,41.786792282881912,39.539340706273407,35.989198249270601,39.539340706273407,41.786792282881912,39.786327174025018,26.257972024686779,-7.8592088216041702,0,56.223361684650769,154.45189234069278,1909.6746268834295,-2128.2090897303774,158.9251068907032,0,31.367593529191861,0,0,0,25.006320805599749,-460.49073673619358,0,0,46.430436046288136,0,332.5384482702039,0,791.6593534112244,56.223361684650769,59.149501541003708,0,1192.9876954528047,0,0,0,730.53096444977098,0,0,0,1192.9876954528047,0,0,0,-456.3761156982323]
[null,null,88,316800,1,27.135483870967747,575.06640890642427,147.59999999999997,0,0,33.836777356103738,32.68423666945813,35.132972389492807,36.553750090114619,34.9575567503081,32.436161493470777,34.9575567503081,36.553750090114619,35.132972389492807,26.478887096774191,504.52681667893899,0,16.756301344086211,92.799775775698151,2271.3821389046052,-1876.4113993454505,255.9176721463181,0,9.3485133913193241,-635.42538128258366,0,0,25.479255728236961,-369.7233487018346,0,-209.9319974796268,-5.3290705182007514E-15,0,235.7836678811228,0,790.85367484216317,16.756301344086211,58.357637666233231,0,1171.573543216294,0,0,0,731.0825247295943,0,0,0,1171.573543216294,0,0,0,-534.11363672309676]
[null,null,89,320400,1,25.28387096774194,389.0320777426532,246,0,0,26.74760594560405,28.040135402754981,29.256510220842728,29.962261438909053,29.169374984297065,27.916907569471512,29.169374984297065,29.962261438909053,29.256510220842728,26.478887096774191,1042.4802209852787,0,-28.696443279569696,34.578361734071891,2558.735812533349,-1522.1375100025725,-444.33213130329983,0,-16.010041761213177,-633.30718158480886,0,0,25.797506973236089,-252.01076382526438,0,-662.25362551455498,1.0658141036401503E-14,0,132.03901708818276,0,745.4086074806728,-28.696443279569696,54.762230505956623,0,1097.5702911662331,0,0,0,689.50041012046358,0,0,0,1097.5702911662331,0,0,0,-607.20074545377656]
[null,null,90,324000,1,22.899999999999991,106.15387302737705,246,0,0,20.058115117014538,23.360654115381134,23.563946680013256,23.681898789000929,23.54938377929895,23.340059063683469,23.54938377929895,23.681898789000929,23.563946680013256,26.478887096774191,572.532815584952,0,-87.240193279570036,-60.381850579301378,2009.1354393553418,-1288.9805799115184,-265.00318478538782,0,-48.672203870526822,-347.62877634774929,0,0,26.008594721252283,-173.85892704718273,0,-383.80903286615177,-2.1316282072803006E-14,0,6.854979752793672,0,562.85426793072043,-87.240193279570036,41.417129559305224,0,830.60424146889204,0,0,0,520.52066292159736,0,0,0,830.60424146889204,0,0,0,-657.77768291634027]
[null,null,91,327600,1,20.941935483870971,0,368.99999999999994,195,0,17.236053130929793,20.941935483870971,20.941935483870971,20.941935483870971,20.941935483870971,20.941935483870971,20.941935483870971,20.941935483870971,20.941935483870971,26.416991959801344,-21.135675438298222,0,-134.23057779876672,-151.42214855273224,1318.029746538788,-1053.5126956255872,-379.42606570417422,0,-74.888624184308824,0,0,0,26.142762297216649,-102.46888370248519,0,-99.736810076513606,-18.953864346698097,0,-111.79414057616501,0,347.98754087884561,-134.23057779876672,26.58784747164319,0,540.6226753232977,0,0,0,320.07735716106754,0,0,0,540.6226753232977,0,0,0,-681.49466155985419]
[null,null,92,331200,1,19.574193548387097,0,442.8,195,0,15.868311195445919,19.574193548387097,19.574193548387097,19.574193548387097,19.574193548387097,19.574193548387097,19.574193548387097,19.574193548387097,19.574193548387097,26.08089045081784,-168.47501449996753,0,-159.99138066114318,-149.48640624313754,705.98536698707733,-564.98259458276414,-452.24345381156667,0,-89.260841870347136,0,0,0,26.174349644202731,32.092157765938012,0,0,-41.317152415943269,0,-161.89747424721887,0,91.000109565772732,-159.99138066114318,8.7560928678476859,0,191.15996827231027,0,0,0,80.509760960110128,0,0,0,191.15996827231027,0,0,0,-681.49466155985419]
[null,null,93,334800,1,18.7741935483871,0,492,195,0,15.068311195445922,18.7741935483871,18.7741935483871,18.7741935483871,18.7741935483871,18.7741935483871,18.7741935483871,18.7741935483871,18.7741935483871,25.04499768455798,1296.1351725463369,0,-154.72319637269959,-46.687462610483209,921.24432099040712,576.30151053911254,-2363.0752055383427,0,-86.321667505006999,0,0,0,26.001780703057094,346.44817691141003,0,0,-120.63352358560299,0,-180.6700983340688,0,-168.83551837244897,-154.72319637269959,-8.587095969339952,0,-143.23118975728562,0,0,0,-162.92751235196104,0,0,0,-143.23118975728562,0,0,0,-681.49466155985419]
[null,null,94,338400,1,17.738709677419351,0,410,0,0,14.032827324478173,17.738709677419351,17.738709677419351,17.738709677419351,17.738709677419351,17.738709677419351,17.738709677419351,17.738709677419351,17.738709677419351,24.380700293772975,1681.2347969007151,0,-163.57877338466659,8.0580374532502219E-2,858.82204536680547,985.91094454404356,-2532.8332262603067,0,-91.262285281223512,0,0,0,25.630205004230092,457.58750732978757,0,0,-70.656540644360746,0,-176.88320351025817,0,-301.97953045880121,-163.57877338466659,-16.547729022307568,0,-289.00516423241612,0,0,0,-289.3082621221975,0,0,0,-289.00516423241612,0,0,0,-675.3817204968484]
[null,null,95,342000,1,16.64193548387097,0,410,0,0,12.936053130929793,16.64193548387097,16.64193548387097,16.64193548387097,16.64193548387097,16.64193548387097,16.64193548387097,16.64193548387097,16.64193548387097,24.501373658178508,28.554261867448645,0,-193.14944852227927,-71.048382514122949,-119.71143040344373,412.46352330729462,-586.71602014815676,0,-107.7600700153164,0,0,0,25.280937216110985,290.12438885117786,0,0,34.20256055515334,0,-183.24880063297798,0,-360.44198865754441,-193.14944852227927,-19.763641140494158,0,-345.29579923621981,0,0,0,-345.29579923621981,0,0,0,-345.29579923621981,0,0,0,-640.84652433909957]
[null,null,96,345600,2,14.901254464285714,0,410,0,0,11.195372111344536,14.901254464285714,14.901254464285714,14.901254464285714,14.901254464285714,14.901254464285714,14.901254464285714,14.901254464285714,14.901254464285714,24.274988992115258,-75.088932883216614,0,-207.76726619468309,-99.034803458607072,-150.84566421644581,382.55880098651937,-587.2903006686214,0,-115.91550130389015,0,0,0,25.028259200093125,272.72132446215181,0,0,-95.573410393576353,0,-204.50489770248549,0,-348.57338165075328,-207.76726619468309,-19.11286543427466,0,-333.92592482870663,0,0,0,-333.92592482870663,0,0,0,-333.92592482870663,0,0,0,-607.56861436417603]
[]
[null,null,144,518400,2,14.901254464285714,0,410,0,0,11.195372111344536,14.901254464285714,14.901254464285714,14.901254464285714,14.901254464285714,14.901254464285714,14.901254464285714,14.901254464285714,14.901254464285714,23.512046356849343,102.73052595843654,0,-211.63437459241123,-82.115329649956593,-69.816129193563029,466.29635939436741,-642.86633452686829,0,-118.07300097517674,0,0,0,24.296281149887836,292.44494880439305,0,0,44.236139260784626,0,-195.21318282434629,0,-350.38127987110158,-211.63437459241123,-19.21199553778613,0,-335.65785307396453,0,0,0,-335.65785307396453,0,0,0,-335.65785307396453,0,0,0,-595.43858877337254]
[null,null,145,522000,2,14.007468749999999,0,410,0,0,10.301586397058824,14.007468749999999,14.007468749999999,14.007468749999999,14.007468749999999,14.007468749999999,14.007468749999999,14.007468749999999,14.007468749999999,23.260589914905577,48.632707911287071,0,-227.82881572857207,-107.38258934748993,-164.00352299505835,547.84763598240738,-643.99775836119227,0,-127.10804675989363,0,0,0,24.037428968416119,285.49402612190158,0,0,-26.979071087897239,0,-217.79229750113325,0,-366.44945502821685,-227.82881572857207,-20.093040636806339,0,-351.05082491891534,0,0,0,-351.05082491891534,0,0,0,-351.05082491891534,0,0,0,-488.65166505179508]
[null,null,146,525600,2,13.085968750000001,0,410,0,0,9.3800863970588253,13.085968750000001,13.085968750000001,13.085968750000001,13.085968750000001,13.085968750000001,13.085968750000001,13.085968750000001,13.085968750000001,22.94528973192514,75.157940207365527,0,-242.78723636172401,-112.34362747864165,-242.29358700441298,672.5823910521442,-686.28033497718241,0,-135.45350395420229,0,0,0,23.76996137866918,302.76672463231557,0,0,-33.809174091703596,0,-229.43324283547943,0,-406.02185356331836,-242.78723636172401,-22.262861879412547,0,-388.96034547939161,0,0,0,-388.96034547939161,0,0,0,-388.96034547939161,0,0,0,-426.6262429100064]
[null,null,147,529200,2,12.424290178571429,0,410,0,0,8.7184078256302513,12.424290178571429,12.424290178571429,12.424290178571429,12.424290178571429,12.424290178571429,12.424290178571429,12.424290178571429,12.424290178571429,22.559715939054552,53.955302472238941,0,-249.74004169757893,-109.71934833292309,-365.75896888912666,779.17366139186765,-705.93364808550666,0,-139.33254578179606,0,0,0,23.479608021505523,337.3558973125227,0,0,-43.95499408254107,0,-240.18570754942746,0,-476.78765275453901,-249.74004169757893,-26.143069802591981,0,-456.75248390735402,0,0,0,-456.75248390735402,0,0,0,-456.75248390735402,0,0,0,-445.61256798756114]
[null,null,148,532800,2,11.887325892857145,0,410,0,0,8.1814435399159677,11.887325892857145,11.887325892857145,11.887325892857145,11.887325892857145,11.887325892857145,11.887325892857145,11.887325892857145,11.887325892857145,22.202814048347793,59.834622678036681,0,-254.20401167843664,-108.62163158975679,-438.66787100290662,861.32813694913671,-718.55183534979426,0,-141.8230406880138,0,0,0,23.164308719437084,353.11760056656578,0,0,-37.422652793205607,0,-245.18354762025967,0,-513.27184674170303,-254.20401167843664,-28.143559590000081,0,-491.70356984827725,0,0,0,-491.70356984827725,0,0,0,-491.70356984827725,0,0,0,-420.68168701068635]
[null,null,149,536400,2,11.651754464285714,43.687657682849419,410,0,0,8.2844995623249282,11.895995107508613,11.95513470152874,11.965044647431869,11.886119302249543,11.798392593835377,11.886119302249543,11.965044647431869,11.95513470152874,21.854228961452993,36.395993421579192,0,-251.53774873345193,-108.32716824193824,-530.58838055023489,926.84929094720428,-711.01517957479655,0,-140.33550508369828,0,0,0,22.840119385592292,362.17624835165833,0,0,-36.334513377037041,0,-248.39235427708797,0,-546.971430168692,-251.53774873345193,-29.991364491742377,0,-523.98705778676344,0,0,0,-523.98705778676344,0,0,0,-523.98705778676344,0,0,0,-388.04837387256862]
[null,null,150,540000,2,12.379254464285712,330.35352232723926,328,0,0,12.705357405462181,15.287390466991482,15.991556572541649,16.109552783514005,15.169800763448979,14.12525225681375,15.169800763448979,16.109552783514005,15.991556572541649,21.556473211663434,2.8566114456683636,0,-226.63218126388657,-102.54303827154831,-615.61282077771853,947.64465175882174,-640.61526299786078,0,-126.44043204660402,0,0,0,22.527363154315253,356.92046541501452,0,0,-29.075587829640355,0,-240.57564426277807,0,-562.63529263208386,-226.63218126388657,-30.850240444995048,0,-538.99270662520075,0,0,0,-538.99270662520075,0,0,0,-538.99270662520075,0,0,0,-348.17164938333531]
[null,null,151,543600,2,14.29500446428572,503.78361932515037,393.6,0,0,19.193386817226894,20.500972527833156,22.003664409647136,22.255468560564669,20.250035864586387,18.020967256043647,20.250035864586387,22.255468560564669,22.003664409647136,21.392966052520535,-203.88932093932738,0,-175.80769587839998,-35.574080622327401,-832.89194378199204,840.38439934339192,-496.95101862453691,0,-98.084927303857,0,0,0,22.254051750192804,317.13672482511589,0,0,-14.147907719660964,0,-158.22103652673039,0,-572.69209825848043,-175.80769587839998,-31.401672030865708,0,-548.6269136427112,0,0,0,-548.6269136427112,0,0,0,-548.6269136427112,0,0,0,-310.99518669794213]
[null,null,152,547200,2,16.616075892857143,1267.0790997667832,196.8,0,0,25.550218049719884,25.732902386662197,27.94041957332275,28.310330396393084,25.364265939241058,22.089670978587137,25.364265939241058,28.310330396393084,27.940419573322746,21.310596035917392,-271.71821087020464,0,-116.6875772435626,65.366138885602666,-943.51086003001865,723.1140875177739,-329.837724579054,0,-65.101203186886337,0,0,0,22.056610765760176,274.85868638483447,0,0,-3.5648259873971284,0,-40.930541852247927,0,-553.34781834232808,-116.6875772435626,-30.163913862296784,0,-526.4832911528739,0,0,0,-535.20141558335183,0,0,0,-526.4832911528739,0,0,0,-274.77311940898682]
[null,null,153,550800,2,19.370183035714287,1578.1589225673554,123,0,0,31.865844800420174,31.055814383798399,33.885333192278921,34.359472029187089,30.583308997306951,26.386046983984929,30.583308997306951,34.359472029187089,33.885333192278921,21.570073524448805,-290.69053827565347,0,-55.222660520485739,131.97050906695679,-675.11054973626881,307.67216291414422,-156.09645106658883,0,-30.809292025667798,0,0,0,21.97765563981422,151.87786419440661,0,0,34.457721654598416,0,73.23446163196391,0,-351.54234328495755,-55.222660520485739,-17.16420790379469,0,-293.6988520159876,0,0,0,-397.65199172362242,0,0,0,-293.6988520159876,0,0,0,-243.72746606742166]
[null,null,154,554400,2,22.096575892857139,1788.8302601881983,123,0,0,37.155399422268907,35.630930007756611,38.908092224158601,39.45724209267587,35.083672009324104,30.22238307172384,35.083672009324104,39.45724209267587,38.908092224158594,22.082231875154871,-293.46035873905669,0,-0.45311705476215153,176.47521112841585,-203.66656105514264,-265.81589175756778,-6.9204211289415287,0,-0.25279867957102259,0,0,0,22.042641510727325,-10.829966519433658,0,0,79.334315617174738,0,180.66350697112409,0,-54.486991344905938,-0.45311705476215153,1.5475581178253521,0,40.315134789814522,0,0,0,-182.96515658770261,0,0,0,40.315134789814522,0,0,0,-226.49719609132717]
[null,null,155,558000,2,24.715575892857146,1977.304905859248,123,0,0,41.582659226190472,39.554167264202455,43.147133029245367,43.749201693281961,38.954172780202612,33.62442601351492,38.954172780202612,43.749201693281961,43.14713302924536,22.93000136264898,-791.26582823987405,0,43.322236104739609,178.47120971115453,24.008423464439943,-1037.0676975202082,670.79607440230347,0,24.169922469793224,0,0,0,22.306481149298527,-225.66894689994604,0,0,97.155770996986178,0,265.74463852862584,0,240.71233861529828,43.322236104739609,19.884782780315266,0,366.98683138951804,0,0,0,37.808810556020937,0,0,0,366.98683138951804,0,0,0,-217.76612086639568]
[null,null,156,561600,2,26.329933035714287,1974.3706241426157,123,0,0,43.127727153361349,41.118548415572121,44.699413164959637,45.299454077326565,40.520574697457285,35.208778379863894,40.520574697457285,45.299454077326565,44.69941316495963,23.558180572082442,-297.12118683167591,0,67.890366362759181,210.38214852880373,786.70225437410841,-1362.0959560973472,206.22562406210452,0,37.876735805292995,0,0,0,22.718270416165769,-307.94632836342686,0,0,58.197773997978643,0,329.47488298439049,0,522.15718847957226,67.890366362759181,37.215076027899634,0,675.32620236972127,0,0,0,252.6941088212578,0,0,0,675.32620236972127,0,0,0,-244.08253059592053]
[null,null,157,565200,2,27.320718749999997,1867.0690873247318,123,0,0,42.975375612745097,41.284827499869699,44.666049033775252,45.232635988634811,40.7201924874065,35.704543656816348,40.7201924874065,45.232635988634811,44.666049033775252,24.284040280215471,-181.06652535611602,0,74.75244545874412,192.55565007353241,1292.9865608714654,-1741.361181759858,211.30078367611512,0,41.705160527658585,0,0,0,23.19734237172764,-397.96570672838942,0,0,77.302329060022743,0,346.46176899273701,0,748.87928823041864,74.75244545874412,51.018553362209744,0,920.50689667845757,0,0,0,430.33086822230763,0,0,0,920.50689667845757,0,0,0,-296.52822864079462]
[null,null,158,568800,2,27.795325892857139,1615.3718145786552,123,0,0,40.409615108543413,39.5665192497136,42.416755750366782,42.894366224374771,39.090554186220565,34.86255988651142,39.090554186220565,42.894366224374771,42.416755750366775,24.966376138696269,-76.977927086512409,0,69.820502362711665,155.91260863201347,1729.5305787600407,-2032.2416168412783,197.35978903918632,0,38.953578592498623,0,0,0,23.728898549012214,-453.91539592434162,0,0,71.355059989494421,0,331.45626911145541,0,920.43299703313767,69.820502362711665,61.393444751794171,0,1104.6042353042271,0,0,0,566.75522857810279,0,0,0,1104.6042353042271,0,0,0,-384.28072254447653]
[null,null,159,572400,2,27.421183035714282,1293.3839074643556,123,0,0,36.53030068277311,36.664213492458558,38.902289275073777,39.277320762866353,36.290474021460085,32.970548938385143,36.290474021460085,39.277320762866353,38.902289275073777,25.484787526612106,22.024023775289152,0,48.093247921943593,100.52588071005064,1957.7331521142455,-2084.3282569709504,135.94392682504096,0,26.831719184198551,0,0,0,24.260183912709639,-450.1131272420987,0,0,52.499098429868965,0,274.59908178538257,0,974.26019882794174,48.093247921943593,64.324674422946615,0,1155.7573666947326,0,0,0,618.90318427207512,0,0,0,1155.7573666947326,0,0,0,-450.17167544742631]
[null,null,160,576000,2,26.07704017857143,875.41810458385783,147.59999999999997,0,0,31.288706845238092,32.508969728922217,34.066375152337621,34.327347581232409,32.248896373230359,29.938666590183427,32.248896373230359,34.327347581232409,34.066375152337621,25.855804152956342,53.469248943855291,0,6.0867988221062923,38.897461346295387,2018.0494779500038,-2009.5644891745501,92.963199538432633,0,3.3958878591551431,0,0,0,24.747429653854283,-408.84292372237883,0,0,20.533042813844123,0,197.01014938410364,0,944.64873055844566,6.0867988221062923,62.102631934245181,0,1115.1835889678941,0,0,0,607.79025299761372,0,0,0,1115.1835889678941,0,0,0,-525.24129535022792]
[null,null,161,579600,2,24.327575892857148,325.03470590069594,246,0,0,24.50027197128852,27.125064661491397,27.8024390242092,27.915945777204737,27.011948949344127,26.007142876695887,27.011948949344127,27.915945777204737,27.8024390242092,25.814030509438687,533.59126048619555,0,-35.973192836514087,-4.176784883642739,2127.956226266966,-1554.2149880606135,-557.00440947023822,0,-20.069815411821356,0,0,0,25.102532334141699,-263.87418938144731,0,0,-12.86598939549906,0,97.871838110818501,0,813.02372545332173,-35.973192836514087,53.285377448731879,0,956.45068604257369,0,0,0,527.8318819536031,0,0,0,956.45068604257369,0,0,0,-596.20750688812029]
[null,null,162,583200,2,22.439540178571427,37.0483075228194,246,195,0,19.01755488445378,22.644305622292535,22.693886826514824,22.702195085301444,22.636025986195559,22.562478037182728,22.636025986195559,22.702195085301444,22.693886826514824,25.576824480261283,863.4592061081355,0,-76.68516613162609,-63.623449584207151,2051.3568818548001,-1047.5890600308314,-1187.3835016645303,0,-42.783445330557143,0,0,0,25.285967362615231,-109.41208258682364,0,0,-32.092611349407889,0,-21.310283627678604,0,623.98708701734449,-76.68516613162609,41.060270548122638,0,737.41747027864619,0,0,0,400.36767861438022,0,0,0,737.41747027864619,0,0,0,-650.3634204389308]
[null,null,163,586800,2,20.697004464285719,0,368.99999999999994,195,0,16.991122111344541,20.697004464285719,20.697004464285719,20.697004464285719,20.697004464285719,20.697004464285719,20.697004464285719,20.697004464285719,20.697004464285719,25.570427614108059,-40.70120261575471,0,-119.35071572916586,-144.16244152321602,1188.8677621616421,-966.05580752501487,-362.54298145911105,0,-66.586995623078494,0,0,0,25.36168839985055,-76.19421973475373,0,0,16.017221336108975,0,-114.6956898780636,0,373.50280204267273,-119.35071572916586,25.256631064871797,0,455.25014395753055,0,0,0,220.07160802808147,0,0,0,455.25014395753055,0,0,0,-689.4291594276657]
[null,null,164,590400,2,19.394433035714286,0,442.8,195,0,15.688550682773108,19.394433035714286,19.394433035714286,19.394433035714286,19.394433035714286,19.394433035714286,19.394433035714286,19.394433035714286,19.394433035714286,25.239317745582319,-239.39337975006401,0,-143.70330510511192,-132.7397786331602,547.7739916063656,-510.72428761815752,-406.20237637999765,0,-80.17355647677671,0,0,0,25.376262858924548,48.180674184024106,0,0,-41.018638422814213,0,-151.37279259693571,0,77.675050750248445,-143.70330510511192,6.3663203305765963,0,117.39697770436602,0,0,0,13.649838157016216,0,0,0,117.39697770436602,0,0,0,-685.64645952298872]
[null,null,165,594000,2,18.62536160714286,0,492,195,0,14.919479254201683,18.62536160714286,18.62536160714286,18.62536160714286,18.62536160714286,18.62536160714286,18.62536160714286,18.62536160714286,18.62536160714286,24.879201789052864,-353.53714235786435,0,-154.00287999743773,-111.85520084569396,37.548050359540184,-125.22711187427285,-435.31591551471917,0,-85.919795567886524,0,0,0,25.285325014017381,147.66460688356489,0,0,-40.928246556905215,0,-168.96184637555692,0,-158.991688356282,-154.00287999743773,-8.5349467087978841,0,-148.58103494898299,0,0,0,-157.58257136468447,0,0,0,-148.58103494898299,0,0,0,-661.33031480768011]
[null,null,166,597600,2,17.298540178571432,0,410,0,0,13.592657825630255,17.298540178571432,17.298540178571432,17.298540178571432,17.298540178571432,17.298540178571432,17.298540178571432,17.298540178571432,17.298540178571432,23.845495905357453,1585.6808421410665,0,-161.33066164269025,-10.525522527546968,860.53784192615058,896.99918438515317,-2463.9905027725044,0,-90.008040547049788,0,0,0,25.025858172761787,428.82371226620876,0,0,-124.87732224561243,0,-176.36542315109935,0,-268.6937706036972,-161.33066164269025,-14.730415615337368,0,-257.35161880724127,0,0,0,-257.47550125657324,0,0,0,-257.35161880724127,0,0,0,-659.86518881554264]
[null,null,167,601200,2,15.989040178571431,0,410,0,0,12.283157825630255,15.989040178571431,15.989040178571431,15.989040178571431,15.989040178571431,15.989040178571431,15.989040178571431,15.989040178571431,15.989040178571431,23.262349857732303,1909.6865665027935,0,-178.98742424016785,8.3532830115155434,923.20336049906314,1157.1173472323826,-2771.4188449877556,0,-99.858930561517198,0,0,0,24.601314395168924,491.26018069601901,0,0,-60.331028350460272,0,-181.6328050160985,0,-323.74684720330168,-178.98742424016785,-17.751584748278532,0,-310.14263008486631,0,0,0,-310.14263008486631,0,0,0,-310.14263008486631,0,0,0,-626.4255199656269]
[null,null,168,604800,3,12.948387096774194,0,410,0,0,9.2425047438330168,12.948387096774194,12.948387096774194,12.948387096774194,12.948387096774194,12.948387096774194,12.948387096774194,12.948387096774194,12.948387096774194,23.427502466222492,-106.9417426405019,0,-210.37187112034141,-82.319871255324045,-68.964405940353117,254.71440567551667,-639.03131962921702,0,-117.36863726310985,0,0,0,24.237417698191411,289.61916070258388,0,0,-163.7225388302449,0,-194.32490142440304,0,-346.95059256243434,-210.37187112034141,-19.023885176154074,0,-332.37132721556537,0,0,0,-332.37132721556537,0,0,0,-332.37132721556537,0,0,0,-796.76138774849005]
[]
[null,null,216,777600,3,12.948387096774194,0,410,0,0,9.2425047438330168,12.948387096774194,12.948387096774194,12.948387096774194,12.948387096774194,12.948387096774194,12.948387096774194,12.948387096774194,12.948387096774194,22.084718198004254,-18.652069589966914,0,-225.22419895217155,-98.551541253315719,-283.83022576450685,588.95389638002723,-636.6353561996051,0,-125.65490418902259,0,0,0,22.995965496638966,334.61270799706006,0,0,-36.329621981534544,0,-227.95702106773729,0,-452.81415558834976,-225.22419895217155,-24.828562587048406,0,-433.78638083119046,0,0,0,-433.78638083119046,0,0,0,-433.78638083119046,0,0,0,-625.87305697984846]
[null,null,217,781200,3,12.138709677419351,0,410,0,0,8.4328273244781755,12.138709677419351,12.138709677419351,12.138709677419351,12.138709677419351,12.138709677419351,12.138709677419351,12.138709677419351,12.138709677419351,21.740798913231668,7.4869801381676098,0,-236.50120414828947,-93.389314216257532,-340.58340103481669,677.9608995375313,-668.51177202568567,0,-131.94646173057356,0,0,0,22.685346988803811,346.93697281170364,0,0,-36.034280806387983,0,-227.56098301150215,0,-481.27663540232845,-236.50120414828947,-26.389208279596964,0,-461.05283431019984,0,0,0,-461.05283431019984,0,0,0,-461.05283431019984,0,0,0,-581.60986874435662]
[null,null,218,784800,3,10.993548387096775,0,410,0,0,7.2876660341555981,10.993548387096775,10.993548387096775,10.993548387096775,10.993548387096775,10.993548387096775,10.993548387096775,10.993548387096775,10.993548387096775,21.37203535402378,52.251839464831278,0,-255.51360329126621,-95.098690969774594,-374.19842295640683,777.06255668227891,-722.25362373127643,0,-142.5536753596096,0,0,0,22.361828357484868,363.47762122734071,0,0,-39.077838398714057,0,-235.66715968777041,0,-508.64518114063094,-255.51360329126621,-27.889871724839807,0,-487.27132208915515,0,0,0,-487.27132208915515,0,0,0,-487.27132208915515,0,0,0,-542.55980271115118]
[null,null,219,788400,3,10.209677419354842,0,410,0,0,6.503795066413665,10.209677419354842,10.209677419354842,10.209677419354842,10.209677419354842,10.209677419354842,10.209677419354842,10.209677419354842,10.209677419354842,21.032938264503578,91.014941689892112,0,-266.61045650841254,-107.73796101311396,-357.45243395535181,822.81579316677039,-753.62080866726512,0,-148.7447242534999,0,0,0,22.029300234619782,366.13395561222558,0,0,-35.216635618647324,0,-249.33371954231021,0,-507.40394781679169,-266.61045650841254,-27.821812811738845,0,-486.08224682578208,0,0,0,-486.08224682578208,0,0,0,-486.08224682578208,0,0,0,-506.45051139303104]
[null,null,220,792000,3,9.5161290322580623,0,410,0,0,5.8102466793168857,9.5161290322580623,9.5161290322580623,9.5161290322580623,9.5161290322580623,9.5161290322580623,9.5161290322580623,9.5161290322580623,9.5161290322580623,20.664429862369929,103.69665556848599,0,-274.67431164616579,-111.48477266215502,-408.39329674001556,898.24903661682242,-776.41469720965836,0,-153.24363222805425,0,0,0,21.690976123211634,377.07141696257167,0,0,-38.89025690665494,0,-257.31039873722364,0,-532.80973006701879,-274.67431164616579,-29.214854630082822,0,-510.42044870949292,0,0,0,-510.42044870949292,0,0,0,-510.42044870949292,0,0,0,-470.7262285776992]
[null,null,221,795600,3,9.6419354838709701,2.0210319146910121,410,0,0,5.9511511701454802,9.6578475998951028,9.6582676152726581,9.6562961237184304,9.6515029055311707,9.6482808556331747,9.6515029055311707,9.6562961237184304,9.6582676152726581,20.293204092832898,54.281475514329486,0,-262.75912498350465,-113.88607267854701,-537.44459377556382,968.37126695194502,-742.73435051308081,0,-146.59602666232661,0,0,0,21.343510134046451,385.85059167976539,0,0,-38.900207773895609,0,-263.10688754800856,0,-575.6424559796709,-262.75912498350465,-31.563445112450541,0,-551.45329391867597,0,0,0,-551.45329391867597,0,0,0,-551.45329391867597,0,0,0,-432.47719916953059]
[null,null,222,799200,3,10.516129032258066,164.8631935656143,328,0,0,8.3025173940543979,12.088862048320776,12.130375826283053,11.935516144923202,11.46176064409217,11.143297389657871,11.46176064409217,11.935516144923202,12.130375826283053,19.953758333410317,16.600748561552905,0,-233.13288928934566,-105.65962862095896,-642.61373026121441,998.0069967330719,-658.9906444559457,0,-130.06724412052924,0,0,0,20.999363877741541,384.29515858823078,0,0,-34.47294112930976,0,-254.27890756330612,0,-600.64237675603124,-233.13288928934566,-32.93423286280391,0,-575.40268909726353,0,0,0,-575.40268909726353,0,0,0,-575.40268909726353,0,0,0,-397.19439741957484]
[null,null,223,802800,3,12.519354838709679,683.67087954233898,393.6,0,0,14.794000632511068,18.822349313494943,18.988722824098005,18.207789580867495,16.309134008917539,15.032838469483472,16.309134008917539,18.207789580867495,18.988722824098005,20.789633064516128,-247.14540747050933,0,-179.449766439814,-73.720572390731093,-888.44626480578222,894.4711961658179,-507.24596428293978,0,-100.11687604459301,6403.7329509460124,0,0,20.701009329964126,345.25204276812298,106.72888251576687,0,6388.2370252991695,0,-207.24062462888662,0,-618.80930531235219,-179.449766439814,-33.930356144526371,0,-592.80622229517337,0,0,0,-592.80622229517337,0,0,0,-592.80622229517337,0,0,0,-358.98235545768301]
[null,null,224,806400,3,15.351612903225806,1114.6928507284815,196.8,0,0,21.732925363693859,25.982702936575286,26.263320629873498,24.946141683892897,21.743730765008454,19.591037653319166,21.743730765008454,24.946141683892897,26.263320629873494,20.789633064516128,-2874.1434180546753,0,-135.21078299731178,-90.266561801279678,-2325.8653736656861,-322.80069959039787,-382.19678611800043,0,-75.435490777160666,2966.2231054025997,0,0,20.789370294981811,-0.6537831340700232,3274.7973327905866,0,1.2789769243681803E-13,0,-90.013722867978757,0,-591.09684513680997,-135.21078299731178,-32.409577660571671,0,-566.33943465195421,0,0,0,-566.75874004305422,0,0,0,-566.33943465195421,0,0,0,-320.42710960430765]
[null,null,225,810000,3,18.248387096774191,1441.8347038313614,123,0,0,27.81075901328273,32.232057317595476,32.601169541168034,30.868610044011895,26.656298977060253,23.824740739281662,26.656298977060253,30.868610044011895,32.601169541168034,20.789633064516128,-1852.3137628443292,0,-63.831804502688158,27.122703339026295,-1647.4557049470486,-168.1489567336186,-180.43169333266093,0,-35.612422272177724,1696.4578232285048,0,0,20.878750693131632,32.212704278716053,2283.1964834379669,0,8.5265128291212022E-14,0,14.665016127266409,0,-439.32273543738273,-63.831804502688158,-23.964481358241219,0,-428.8852967674826,0,0,0,-470.33600745563183,0,0,0,-428.8852967674826,0,0,0,-285.09867341544611]
[null,null,226,813600,3,21.396774193548392,1803.7863816052163,123,0,0,34.572204301075281,39.188316437757805,39.657941050956069,37.453590905572753,32.094231802421696,28.491616236633689,32.094231802421696,37.453590905572753,39.657941050956069,20.937621068146168,-484.84646375387069,0,10.374802783944443,129.02354675099542,-419.41905875624525,-204.8257545325653,158.45354669401806,0,5.7882095079551599,0,0,0,20.970718906221673,16.577629352816803,726.07146080143002,0,88.635999847267101,0,122.61244511224432,0,-58.629727590644933,10.374802783944443,-2.7144959745783273,0,-88.45167344556836,0,0,0,-255.24638321543966,0,0,0,-88.45167344556836,0,0,0,-265.01160665145323]
[null,null,227,817200,3,22.93548387096774,1877.7414006335866,123,0,0,36.614506641366219,41.257772178691788,41.741406337064006,39.471297408871919,33.952061286184531,30.241974765734298,33.952061286184531,39.471297408871919,41.741406337063999,21.58491756691372,-701.39900664554489,0,32.988691404130833,182.2644326360286,-4.7508885766618505,-911.90124210904241,510.79276332966151,0,18.404731272182538,0,0,0,21.171219413657511,-148.89290922848375,0,0,83.381901275282502,0,239.84610212793069,0,281.7624546799866,32.988691404130833,16.29819279787008,0,215.15158635282825,0,0,0,-67.806879152012684,0,0,0,215.15158635282825,0,0,0,-371.33863055241062]
[null,null,228,820800,3,24.274193548387093,1764.9177770713277,123,0,0,37.031992409867165,41.625586131606362,42.08359257750611,39.933776432372824,34.707003929079008,31.193514420953345,34.707003929079008,39.933776432372824,42.08359257750611,22.361558234714494,-750.87874247871662,0,46.937688683288535,148.48124496018812,527.742513253884,-1474.0401893760773,726.77728901493003,0,26.187020763276312,0,0,0,21.52826200038638,-303.7288180757559,0,0,86.376474843338627,0,265.94293274792653,0,629.65469488178462,46.937688683288535,35.644482739156864,0,530.95032002986932,0,0,0,157.71384489463978,0,0,0,530.95032002986932,0,0,0,-371.33863055241062]
[null,null,229,824400,3,25.435483870967747,1688.9913931520855,123,0,0,37.030003162555346,41.560873579230822,41.986518517734062,39.988602617028974,35.131139844066404,31.865904083726743,35.131139844066404,39.988602617028974,41.986518517734055,23.250872790331211,-694.66322636570453,0,53.737664624890279,85.359601769797848,1191.5869379236594,-2025.3474306840521,832.06726427448325,0,29.980797495105541,0,0,0,22.016004056135536,-451.75406414607238,0,0,92.169296190422813,0,260.06740584235297,0,1007.8769446975061,53.737664624890279,56.688495856921428,0,873.56659103715674,0,0,0,398.49025873919726,0,0,0,873.56659103715674,0,0,0,-385.2333516355755]
[null,null,230,828000,3,25.980645161290322,1492.4612169481361,123,0,0,35.732716635041115,40.164243420543862,40.538632934102161,38.781302599514667,34.508767065339235,31.636725329648712,34.508767065339235,38.781302599514667,40.538632934102161,23.653383816692394,-109.53560462387418,0,57.279764707996868,86.179109131125244,1685.0315406020411,-1938.0260190650374,173.99457177648793,0,31.956971674618128,0,0,0,22.54272661797668,-409.16077617725182,0,0,34.615670632710334,0,244.41472092063211,0,1091.3308157074528,57.279764707996868,61.311461206161901,0,950.47725865089274,0,0,0,459.71434257309392,0,0,0,950.47725865089274,0,0,0,-452.54884716354451]
[null,null,231,831600,3,25.961290322580645,1068.8802022285865,123,0,0,31.767903225806446,35.986693358882484,36.251323370067283,35.009188296150853,31.989228908265304,29.959181566886876,31.989228908265304,35.009188296150853,36.251323370067276,24.03983218599145,-27.879569746437028,0,47.518190082002,67.43820292129638,1771.0466546661262,-1913.8826174158617,134.3184258599145,0,26.51088848253691,0,0,0,23.006291871807477,-380.30692180492218,0,0,37.033805662179063,0,214.51510262273885,0,1070.2288240821633,47.518190082002,60.078378680735547,0,935.16835819882715,0,0,0,469.75278543118731,0,0,0,935.16835819882715,0,0,0,-533.1607018512999]
[null,null,232,835200,3,24.693548387096779,628.27985009361385,147.59999999999997,0,0,26.262969639468697,30.253293055335437,30.400047783141709,29.711202274444179,28.03643637782168,26.910641749752127,28.03643637782168,29.711202274444179,30.400047783141705,24.329094505883692,-40.888408433330824,0,9.5587377468740797,7.0039135983471397,1799.7052451711247,-1857.1563049496767,145.98984958578043,0,5.3329184045916911,0,0,0,23.409741676942296,-339.26795470535131,0,0,13.699883246069486,0,138.20972681178063,0,1017.7001610884689,9.5587377468740797,57.099944592529582,0,891.18441656283119,0,0,0,458.50928164055529,0,0,0,891.18441656283119,0,0,0,-625.42826253785211]
[null,null,233,838800,3,22.761290322580646,164.62548503312576,246,0,0,20.310493358633774,24.084049128844878,24.118964600714587,23.955076415706642,23.556620826398035,23.288774936490338,23.556620826398035,23.955076415706642,24.118964600714584,24.272156619626905,517.42920406728763,0,-36.498396530822866,-47.078237558754189,2048.4664988454215,-1447.4606606885568,-565.1365976507409,0,-20.362831971299077,0,0,0,23.693595007924866,-214.64256191857373,0,0,-12.499828805705963,0,35.930934089065481,0,918.50796456640524,-36.498396530822866,51.50595553746485,0,806.17087271001742,0,0,0,425.21209443290172,0,0,0,806.17087271001742,0,0,0,-668.19088603555588]
[null,null,234,842400,3,20.454838709677425,2.3854802927500462,246,195,0,16.767220113851998,20.474087237125975,20.474595320243985,20.472210451428385,20.466412203621218,20.462514562615574,20.466412203621218,20.472210451428385,20.474595320243985,24.261392361023859,60.970428503057747,0,-92.818424534308917,-126.15801517469397,1529.7541473624285,-1249.807279150368,-281.94777182037973,0,-51.784356637056469,0,0,0,23.855138244652242,-149.15667193599964,0,0,16.595050165385352,0,-68.474340173414916,0,667.6481954078854,-92.818424534308917,37.419643400860274,0,587.23009000901868,0,0,0,316.71254613284123,0,0,0,587.23009000901868,0,0,0,-708.28706485264627]
[null,null,235,846000,3,18.319354838709675,0,368.99999999999994,195,0,14.613472485768497,18.319354838709675,18.319354838709675,18.319354838709675,18.319354838709675,18.319354838709675,18.319354838709675,18.319354838709675,18.319354838709675,23.983074565030869,-106.42508317268278,0,-138.8710434020675,-139.5707684780468,984.66383405952286,-812.64710535209133,-392.54314853112555,0,-77.477587819158032,0,0,0,23.933559871528477,-20.3630389726262,0,0,-34.852894794860774,0,-131.6957273760346,0,334.42051504464229,-138.8710434020675,18.789690244851926,0,291.14248117998045,0,0,0,140.15815229830946,0,0,0,291.14248117998045,0,0,0,-738.71814806789507]
[null,null,236,849600,3,16.383870967741935,0,442.8,195,0,12.677988614800757,16.383870967741935,16.383870967741935,16.383870967741935,16.383870967741935,16.383870967741935,16.383870967741935,16.383870967741935,16.383870967741935,23.578111432575991,-198.46691952179123,0,-176.73058618989498,-121.96152171307298,424.89772637285887,-324.67253799168213,-499.55972854525265,0,-98.599817329917244,0,0,0,23.890237624946856,112.53626508692228,0,0,-47.520200310038788,0,-165.48290937126097,0,-4.847523146276302,-176.73058618989498,-0.15380440215569005,0,-11.871470973756818,0,0,0,-49.211086021719346,0,0,0,-11.871470973756818,0,0,0,-733.24066702773268]
[null,null,237,853200,3,15.064516129032256,0,492,195,0,11.358633776091079,15.064516129032256,15.064516129032256,15.064516129032256,15.064516129032256,15.064516129032256,15.064516129032256,15.064516129032256,15.064516129032256,23.202315108541448,-251.41753372024192,0,-200.22878079624269,-115.79565752240853,74.261485217061363,-9.6545806186520622,-565.98146103607019,0,-111.70970252703434,0,0,0,23.747480119191433,198.86369116227158,0,0,-44.065006121074916,0,-192.70263313179512,0,-206.83370800577086,-200.22878079624269,-11.337747182845705,0,-198.3548529949733,0,0,0,-199.45286456997255,0,0,0,-198.3548529949733,0,0,0,-731.63843327819961]
[null,null,238,856800,3,14.132258064516128,0,410,0,0,10.426375711574952,14.132258064516128,14.132258064516128,14.132258064516128,14.132258064516128,14.132258064516128,14.132258064516128,14.132258064516128,14.132258064516128,22.776945339728954,-16.638372791075426,0,-212.89417379237435,-103.01513961448217,2.3263552833223002,296.94458533245881,-601.78239636634783,0,-118.77585594593585,0,0,0,23.530185776178644,275.58753188604948,0,0,-46.992426550643003,0,-209.59368831353447,0,-312.84250746213763,-212.89417379237435,-17.153655654622082,0,-299.69816740006905,0,0,0,-299.706764421483,0,0,0,-299.69816740006905,0,0,0,-703.58872898517495]
[null,null,239,860400,3,13.264516129032259,0,410,0,0,9.5586337760910816,13.264516129032259,13.264516129032259,13.264516129032259,13.264516129032259,13.264516129032259,13.264516129032259,13.264516129032259,13.264516129032259,22.403331050175368,-2.3066207322099217,0,-225.0722495635753,-97.128883631729494,-159.62516632291909,479.51967878601397,-636.20584483455934,0,-125.5701300574929,0,0,0,23.26029337068902,314.34934645721597,0,0,-39.733249167046196,0,-218.69787080840084,0,-398.15347351627855,-225.0722495635753,-21.831425352869381,0,-381.42260386622365,0,0,0,-381.42260386622365,0,0,0,-381.42260386622365,0,0,0,-661.74020083171706]
[null,null,240,864000,4,9.7866666666666671,0,410,0,0,6.0807843137254904,9.7866666666666671,9.7866666666666671,9.7866666666666671,9.7866666666666671,9.7866666666666671,9.7866666666666671,9.7866666666666671,9.7866666666666671,22.001595925647575,-367.38296478485552,0,-224.5493645627806,-98.589958197930258,-283.34672789504862,239.10308587090401,-634.72781947013982,0,-125.2784071210482,0,0,0,22.964784825052384,333.20687750748539,0,0,-384.1823138685582,0,-227.45175821569941,0,-451.09217533117561,-224.5493645627806,-24.734143510124103,0,-432.13676017688078,0,0,0,-432.13676017688078,0,0,0,-432.13676017688078,0,0,0,-970.61993470407162]
[]
[null,null,288,1036800,4,9.7866666666666671,0,410,0,0,6.0807843137254904,9.7866666666666671,9.7866666666666671,9.7866666666666671,9.7866666666666671,9.7866666666666671,9.7866666666666671,9.7866666666666671,9.7866666666666671,19.31297277741357,10.110812867056097,0,-234.72519534075244,-100.05690847631342,-191.53924626177809,536.43216294590002,-663.49157435127813,0,-130.95560809411631,0,0,0,20.226822055356976,335.42117570478769,0,0,-38.91519387355067,0,-229.77504871615398,0,-430.24258962037266,-234.72519534075244,-23.590925619636366,0,-412.1632981821524,0,0,0,-412.1632981821524,0,0,0,-412.1632981821524,0,0,0,-681.32996991790901]
[null,null,289,1040400,4,9.1966666666666672,0,410,0,0,5.4907843137254906,9.1966666666666672,9.1966666666666672,9.1966666666666672,9.1966666666666672,9.1966666666666672,9.1966666666666672,9.1966666666666672,9.1966666666666672,18.961975569465999,17.836754260503085,0,-240.61773913143301,-99.119003276089273,-275.0889098702587,632.66240653828413,-680.14787386329624,0,-134.24311906714823,0,0,0,19.914337522235087,349.78093290279901,0,0,-36.773305767142375,0,-234.39052276847025,0,-467.8407091170975,-240.61773913143301,-25.652493818331109,0,-448.1815011938308,0,0,0,-448.1815011938308,0,0,0,-448.1815011938308,0,0,0,-637.23349073712916]
[null,null,290,1044000,4,8.2766666666666655,0,410,0,0,4.5707843137254889,8.2766666666666655,8.2766666666666655,8.2766666666666655,8.2766666666666655,8.2766666666666655,8.2766666666666655,8.2766666666666655,8.2766666666666655,18.574016438011963,35.423975685625578,0,-253.61540605098199,-94.947962055128954,-360.65323849878791,744.64058229052443,-716.88803920782084,0,-141.49465153592877,0,0,0,19.585946585770454,371.51882342001096,0,0,-41.439891638113068,0,-238.62622189330065,0,-514.34310957288301,-253.61540605098199,-28.202298734796855,0,-492.72981697576114,0,0,0,-492.72981697576114,0,0,0,-492.72981697576114,0,0,0,-604.17573455761817]
[null,null,291,1047600,4,7.5866666666666696,0,410,0,0,3.8807843137254929,7.5866666666666696,7.5866666666666696,7.5866666666666696,7.5866666666666696,7.5866666666666696,7.5866666666666696,7.5866666666666696,7.5866666666666696,18.213093171042836,59.79102823772962,0,-261.80643227709834,-101.50431394666998,-385.28704138081252,808.38881584231046,-740.04139894165326,0,-146.0645095726799,0,0,0,19.243904247845251,378.72452684986268,0,0,-37.590353426740847,0,-247.96925070252939,0,-528.80858860666865,-261.80643227709834,-28.995465306798835,0,-506.58743984292209,0,0,0,-506.58743984292209,0,0,0,-506.58743984292209,0,0,0,-566.58814145759436]
[null,null,292,1051200,4,6.8433333333333328,0,410,0,0,3.1374509803921562,6.8433333333333328,6.8433333333333328,6.8433333333333328,6.8433333333333328,6.8433333333333328,6.8433333333333328,6.8433333333333328,6.8433333333333328,17.935291666666664,-164.02368662914012,0,-273.11138680555547,-116.09504541426872,-537.99617043894705,763.17891602963107,-771.99681841490906,0,-152.37166033509067,322.17114620111363,0,0,18.899186627731513,356.22101917802621,43.300841227649407,0,0,0,-253.85715308389064,0,-542.08380501762622,-273.11138680555547,-29.723367775059376,0,-519.30481629988788,0,0,0,-519.30481629988788,0,0,0,-519.30481629988788,0,0,0,-530.09801311375816]
[null,null,293,1054800,4,6.5133333333333345,0,410,0,0,2.8074509803921579,6.5133333333333345,6.5133333333333345,6.5133333333333345,6.5133333333333345,6.5133333333333345,6.5133333333333345,6.5133333333333345,6.5133333333333345,17.935291666666664,-1117.0692692883665,0,-281.4156979166666,-163.49717133014633,-1106.8388366336233,434.68243659206979,-795.47039757208165,0,-157.00472117791819,1404.8816755451567,0,0,18.624381002017294,254.66271249320957,893.67755821284311,0,-8.5265128291212022E-14,0,-261.98342039787576,0,-571.36603817938078,-281.4156979166666,-31.328961923944838,0,-547.35657614248453,0,0,0,-547.35657614248453,0,0,0,-547.35657614248453,0,0,0,-489.88235057436958]
[null,null,294,1058400,4,7.4700000000000015,29.134886853258774,328,0,0,3.9845490196078446,7.8000154541796851,7.7604776809865958,7.6861107015596142,7.6008765302698338,7.5743053422656885,7.6008765302698338,7.6861107015596142,7.7604776809865958,17.935291666666664,-1747.8499499863024,0,-258.3624701388888,-197.400019397752,-1502.086378614355,209.99891816469346,-730.30644118490443,0,-144.14308756509519,2106.2023243742292,0,0,18.428974545438081,182.43309188455069,1758.3000868049385,0,1.7053025658242404E-13,0,-267.95275462009795,0,-589.81946841972933,-258.3624701388888,-32.340794575406264,0,-565.03457189215544,0,0,0,-565.03457189215544,0,0,0,-565.03457189215544,0,0,0,-452.33288188181939]
[null,null,295,1062000,4,9.5566666666666684,353.20838542133686,393.6,0,0,8.6212745098039214,13.704463642144205,13.207533410573522,12.272852539008374,11.201587440948463,10.867627646512798,11.201587440948463,12.272852539008374,13.207533410573522,19.935291666666664,-2146.7371337422092,0,-207.39037847222212,-195.20384058583284,-1812.6148838395789,68.471969155424404,-586.22496199474676,0,-115.70523175525294,14748.658221193818,0,0,18.301956524997788,135.33136556494327,2374.2868364418846,0,12480,0,-247.54082563251623,0,-615.28821726783428,-207.39037847222212,-33.737288958333323,0,-589.43309444444424,0,0,0,-589.43309444444424,0,0,0,-589.43309444444424,0,0,0,-422.85482924201148]
[null,null,296,1065600,4,12.550000000000004,793.43602835946308,196.8,0,0,15.209954248366017,22.080514794335222,20.938703622829763,18.791059963533201,16.329582720052763,15.562233503010667,16.329582720052763,18.791059963533201,20.93870362282976,19.935291666666664,-6801.6609237112425,0,-183.27720069444428,-327.6618447831363,-4354.021389119217,-1936.7004891144454,-518.06487264786449,0,-102.25224110213497,7520.9578128454341,0,0,18.808073312481088,-416.9746105307662,8295.3529155891374,0,-3.979039320256561E-13,0,-166.404372318464,0,-633.99686518968326,-183.27720069444428,-34.763115624999998,0,-607.35558333333324,0,0,0,-607.35558333333324,0,0,0,-607.35558333333324,0,0,0,-422.85482924201148]
[null,null,297,1069200,4,15.316666666666668,1160.1615840781114,123,0,0,21.038503267973852,29.43123174234708,27.740224652789664,24.559593087479954,20.914178177042846,19.777744238956863,20.914178177042846,24.559593087479954,27.740224652789657,19.935291666666664,-5180.8847229728435,0,-114.98574513888879,-191.29593986688167,-3460.1953099824573,-1414.407727984616,-325.02720025177678,0,-64.151733498222896,5545.8401935138681,0,0,19.197844874516374,-273.11396051344479,6383.2206424080841,0,-1.8474111129762605E-13,0,-85.674000652995545,0,-564.03912950821871,-114.98574513888879,-31.045601162039215,0,-546.29628994352231,0,0,0,-552.14520097271861,0,0,0,-546.29628994352231,0,0,0,-422.85482924201148]
[null,null,298,1072800,4,17.806666666666665,1496.7566759025533,123,0,0,26.39360784313725,36.210679186741928,34.005771314562907,29.858538804326699,25.105274265687033,23.623475548359952,25.105274265687033,29.858538804326699,34.005771314562907,19.935291666666664,-3071.7632306084074,0,-53.493581249999963,-44.547860381655994,-1965.3113765606108,-1008.4104124161408,-151.20890788790567,0,-29.844620862094235,3067.4305476242444,0,0,19.500898069416007,-161.28580192165882,4178.8155214073504,0,1.8118839761882555E-13,0,17.826538695588226,0,-240.41796956014295,-53.493581249999963,-14.672461968080164,0,-305.3086726872923,0,0,0,-378.91980498195147,0,0,0,-305.3086726872923,0,0,0,-422.85482924201148]
[null,null,299,1076400,4,19.306666666666665,1613.1509842562573,123,0,0,28.862650326797382,39.16146630323275,36.782745686114708,32.308587105361028,27.180623030606125,25.582014216242555,27.180623030606125,32.308587105361028,36.782745686114708,19.935291666666664,-1431.1722739457889,0,-16.111856249999953,83.627766019681872,-593.75028755303174,-904.93789616243907,-45.54296292528408,0,-8.988970824715766,1196.5934271893736,0,0,19.73299652856625,-75.570881361139271,2354.2307821120889,0,4.0856207306205761E-14,0,112.85345269809361,0,111.37939613686214,-16.111856249999953,2.6630325182446319,0,-66.652603856445523,0,0,0,-236.80924483259386,0,0,0,-66.652603856445523,0,0,0,-630.57430693653293]
[null,null,300,1080000,4,20.413333333333338,1526.5314288900581,123,0,0,29.262225490196084,39.209521752724868,36.957628924045849,32.722021955380995,27.867468863872993,26.354094111486191,27.867468863872993,32.722021955380995,36.957628924045842,20.185208274464898,-273.7228061831587,0,5.4370541112475514,120.09799560524323,582.01221889077783,-981.27007479042732,83.039699687372902,0,3.0333885816791151,0,0,0,19.915019099711227,-96.595865147830139,324.32942492224527,0,67.950680159987371,0,157.45471870272328,0,520.54007248116477,5.4370541112475514,23.420843750474074,0,240.89806955070085,0,0,0,-12.119276006700389,0,0,0,240.89806955070085,0,0,0,-630.57430693653293]
[null,null,301,1083600,4,21.54666666666667,1487.9423818467726,123,0,0,29.999235294117643,39.749505382481701,37.568699303550531,33.466800088992414,28.765493367097893,27.299892154787038,28.765493367097893,33.466800088992414,37.568699303550531,20.85063141022292,-304.7835374398669,0,16.98635167450221,68.328596621195317,1109.6131690667692,-1499.7116548023337,263.01454048043684,0,9.4768608440422621,0,0,0,20.192922284939982,-239.39574339079198,0,0,74.599950388444327,0,160.9106184590741,0,897.55584097671294,16.98635167450221,42.52663403475907,0,523.21834918790967,0,0,0,192.80150074507873,0,0,0,523.21834918790967,0,0,0,-630.57430693653293]
[null,null,302,1087200,4,21.473333333333336,1189.9050907529399,123,0,0,27.443532679738563,35.959730889921687,34.224176103855612,30.959754345972357,27.218305043910799,26.051933020710557,27.218305043910799,30.959754345972357,34.224176103855612,21.285276248343429,-61.429970750282337,0,4.8415370180909338,56.147410618316584,1502.7963319151595,-1625.2152503018494,74.965752413078334,0,2.7011434515747306,0,0,0,20.538451490485954,-273.9645334866272,0,0,44.503248468419066,0,162.09829371592639,0,1064.9672835907818,4.8415370180909338,51.159566039863051,0,656.08694117828941,0,0,0,298.66906868524819,0,0,0,656.08694117828941,0,0,0,-630.57430693653293]
[null,null,303,1090800,4,21.320000000000007,728.69996378030771,123,0,0,23.386098039215693,29.961432063896801,28.926138180902406,26.978843918235615,24.746992980969654,24.051228243025484,24.746992980969654,26.978843918235615,28.926138180902406,21.530760393946071,114.40737367897509,0,-5.0589206607920056,14.032238606295536,1661.7485279684881,-1556.3144722350166,-78.331693492633988,0,-2.8224240285417936,0,0,0,20.857324374215054,-248.14856583307079,0,0,18.562697709206287,0,109.9992579675902,0,1057.0485960748708,-5.0589206607920056,51.096304178823218,0,667.17123203087726,0,0,0,328.07947212890895,0,0,0,667.17123203087726,0,0,0,-655.39959659837302]
[null,null,304,1094400,4,19.563333333333333,357.86505421822159,147.59999999999997,0,0,18.617875816993461,23.696061109989877,23.200936256190573,22.269651137110671,21.202278010342532,20.869531512162766,21.202278010342532,22.269651137110671,23.20093625619057,21.68797108105624,227.51495583091878,0,-51.53227289815726,-48.66048972548095,1829.2834735205565,-1501.5757550659996,-156.53583427398735,0,-28.750386698170043,0,0,0,21.104426174859086,-214.06589456241994,0,0,29.9596857029799,0,34.125666136826332,0,1049.6863575451516,-51.53227289815726,50.911908254597854,0,671.15581616294423,0,0,0,342.8980764099602,0,0,0,671.15581616294423,0,0,0,-724.39959799127826]
[null,null,305,1098000,4,18.296666666666667,36.12022902999307,246,195,0,14.858019607843136,18.696753895363955,18.648821115533977,18.558663887050582,18.455332049254068,18.423119033660001,18.455332049254068,18.558663887050582,18.648821115533977,21.687858017338389,-17.851776840867387,0,-83.093121856079975,-110.32425380396882,1484.6385251558213,-1309.07292633664,-234.87715563733218,0,-46.358509938844378,0,0,0,21.287006112298048,-148.47084664480334,0,0,-5.2258926443777227,0,-52.905809467141701,0,818.82880625364692,-83.093121856079975,39.59040134184,0,517.28456740692013,0,0,0,255.07208277639572,0,0,0,517.28456740692013,0,0,0,-770.04263256234469]
[null,null,306,1101600,4,16.59333333333333,0,246,195,0,12.887450980392153,16.59333333333333,16.59333333333333,16.59333333333333,16.59333333333333,16.59333333333333,16.59333333333333,16.59333333333333,16.59333333333333,21.435997819708867,-43.746749325667565,0,-118.7971264358396,-130.3512677018783,1099.2756314397118,-893.87398662766145,-335.80073214082603,0,-66.278142445060311,0,0,0,21.368110287819871,-26.966650560921043,0,0,-31.701973899899983,0,-119.9223979326689,0,473.90241101511413,-118.7971264358396,22.796859025379053,0,293.52604296859994,0,0,0,136.02110670437511,0,0,0,293.52604296859994,0,0,0,-795.97031124324678]
[null,null,307,1105200,4,14.659999999999997,0,368.99999999999994,195,0,10.954117647058819,14.659999999999997,14.659999999999997,14.659999999999997,14.659999999999997,14.659999999999997,14.659999999999997,14.659999999999997,14.659999999999997,21.074599234759575,-167.43909875371105,0,-157.50036415932931,-114.50314637297515,574.23918608117674,-469.67477430258333,-445.20216257683506,0,-87.871078064659599,0,0,0,21.336909315819256,94.320157092204369,0,0,-44.242182303001414,0,-150.97978008407605,0,117.58204419197929,-157.50036415932931,4.9121527064384214,0,35.376288773571162,0,0,0,-40.464455104889836,0,0,0,35.376288773571162,0,0,0,-812.10847852924485]
[null,null,308,1108800,4,14.04666666666667,0,442.8,195,0,10.340784313725493,14.04666666666667,14.04666666666667,14.04666666666667,14.04666666666667,14.04666666666667,14.04666666666667,14.04666666666667,14.04666666666667,20.717811567864967,-299.9950535696284,0,-164.34986235551651,-109.4014133050044,134.19535801027791,-160.43913591938542,-464.5634600937338,0,-91.692483773233377,0,0,0,21.210350888137338,179.65429118754059,0,0,-40.026706249054925,0,-178.87949706041204,0,-161.52608740027165,-164.34986235551651,-9.025397657718635,0,-163.22727312098272,0,0,0,-171.55951561880906,0,0,0,-163.22727312098272,0,0,0,-812.68237117423257]
[null,null,309,1112400,4,12.653333333333336,0,492,195,0,8.9474509803921585,12.653333333333336,12.653333333333336,12.653333333333336,12.653333333333336,12.653333333333336,12.653333333333336,12.653333333333336,12.653333333333336,20.409260811102921,-299.26900894935727,0,-190.74258160789455,-96.629422975099217,-43.297014942914757,31.400010576551267,-539.16706974352132,0,-106.41725413261027,0,0,0,21.024528608730169,225.41095367787631,0,0,-33.262379147612606,0,-183.80307752849478,0,-267.26581627211272,-190.74258160789455,-14.657067309676643,0,-256.15743723349073,0,0,0,-256.27762033683035,0,0,0,-256.15743723349073,0,0,0,-786.96490972063157]
[null,null,310,1116000,4,11.556666666666667,0,410,0,0,7.85078431372549,11.556666666666667,11.556666666666667,11.556666666666667,11.556666666666667,11.556666666666667,11.556666666666667,11.556666666666667,11.556666666666667,19.982832085667791,-54.244384586005992,0,-207.44070238296806,-88.853332011824676,-77.778184288753209,319.82783409753995,-586.36721127787064,0,-115.73330798423994,0,0,0,20.787475248460215,294.57458820334887,0,0,-47.153648978101089,0,-202.77478513226302,0,-354.83001795023358,-207.44070238296806,-19.455927337328919,0,-339.91965003149375,0,0,0,-339.91965003149375,0,0,0,-339.91965003149375,0,0,0,-749.63886866575865]
[null,null,311,1119600,4,10.4,0,410,0,0,6.6941176470588237,10.4,10.4,10.4,10.4,10.4,10.4,10.4,10.4,19.667220470144937,19.433423393113515,0,-228.0909030287379,-94.939335549848749,-70.037542746865256,412.50120471856542,-644.73859368205353,0,-127.25426796855909,0,0,0,20.510945016848336,309.87458104948229,0,0,-32.684857208016822,0,-214.77778724234525,0,-370.26114143287248,-228.0909030287379,-20.302041820387338,0,-354.70233985044536,0,0,0,-354.70233985044536,0,0,0,-354.70233985044536,0,0,0,-712.51283157834052]
[null,null,312,1123200,5,7.9258064516129032,0,410,0,0,4.2199240986717266,7.9258064516129032,7.9258064516129032,7.9258064516129032,7.9258064516129032,7.9258064516129032,7.9258064516129032,7.9258064516129032,7.9258064516129032,19.24068370238238,-309.18734933023507,0,-234.52033214822734,-100.06827929628386,-191.39345411463546,216.79471622891162,-662.91249291974395,0,-211.03437549269913,0,0,0,20.217358226109674,334.99508700743343,0,0,-438.13913073524475,0,-229.6216373535986,0,-429.72087091389835,-234.52033214822734,-23.562318904504629,0,-411.66350269939107,0,0,0,-411.66350269939107,0,0,0,-411.66350269939107,0,0,0,-999.4204818601653]
[]
[null,null,360,1296000,5,7.9258064516129032,0,410,0,0,4.2199240986717266,7.9258064516129032,7.9258064516129032,7.9258064516129032,7.9258064516129032,7.9258064516129032,7.9258064516129032,7.9258064516129032,7.9258064516129032,17.186206751976549,-142.1123689993068,0,-228.11384516130869,-406.65166606361447,-177.37369745382739,670.0268396794437,-566.80104732467839,0,-205.26946390485455,0,0,0,18.432593584353896,457.87744624233187,0,0,-46.305433986507865,0,-583.7275786368798,0,-565.91201756491898,-228.11384516130869,-31.029908790322569,0,-542.13173978494603,0,0,0,-542.13173978494603,0,0,0,-542.13173978494603,0,0,0,-992.31846202876125]
[null,null,361,1299600,5,6.8032258064516133,0,410,0,0,3.0973434535104367,6.8032258064516133,6.8032258064516133,6.8032258064516133,6.8032258064516133,6.8032258064516133,6.8032258064516133,6.8032258064516133,6.8032258064516133,17.151909274193546,-1355.55675683448,0,-254.63385393145154,-470.90474974710799,-866.60864092753559,236.59048777161536,-632.696077656341,0,-229.13363567027176,1468.8950081160353,0,0,18.06783000054924,338.49146204505746,731.02086404409749,0,5.6843418860808015E-14,0,-601.8102683128003,0,-605.56180335554279,-254.63385393145154,-33.203973306451616,0,-580.11539569892477,0,0,0,-580.11539569892477,0,0,0,-580.11539569892477,0,0,0,-992.31846202876125]
[null,null,362,1303200,5,6.0870967741935491,0,410,0,0,2.3812144212523725,6.0870967741935491,6.0870967741935491,6.0870967741935491,6.0870967741935491,6.0870967741935491,6.0870967741935491,6.0870967741935491,6.0870967741935491,17.151909274193546,-1892.5359155157751,0,-272.45341844758053,-558.18454823893876,-1129.0961152405321,67.198166411276361,-676.97286332653721,0,-245.16866612910772,2162.6896080967344,0,0,17.806701787955689,241.98783687468588,1651.3515086923085,0,8.5265128291212022E-14,0,-651.7690158685956,0,-562.61553747043467,-272.45341844758053,-30.849157236218627,0,-538.97378159830225,0,0,0,-538.97378159830225,0,0,0,-538.97378159830225,0,0,0,-811.34989705080864]
[null,null,363,1306800,5,5.7193548387096778,0,410,0,0,2.0134724857685011,5.7193548387096778,5.7193548387096778,5.7193548387096778,5.7193548387096778,5.7193548387096778,5.7193548387096778,5.7193548387096778,5.7193548387096778,17.151909274193546,-2566.3667431468116,0,-281.66138618951601,-618.43413379381013,-1534.4693937800896,-131.80182938339601,-699.8521662297444,0,-253.45450516138439,2936.6761021640909,0,0,17.620021004544807,172.9973123738497,2540.0375121492452,0,1.4210854715202004E-13,0,-685.3377500621441,0,-587.33026849314763,-281.66138618951601,-32.204307552184765,0,-562.64997102667621,0,0,0,-562.64997102667621,0,0,0,-562.64997102667621,0,0,0,-759.87659435142905]
[null,null,364,1310400,5,5.6290322580645169,0,410,0,0,1.9231499051233403,5.6290322580645169,5.6290322580645169,5.6290322580645169,5.6290322580645169,5.6290322580645169,5.6290322580645169,5.6290322580645169,5.6290322580645169,17.151909274193546,-3267.8881387711281,0,-284.0018109206988,-654.85439024578204,-2023.118353165755,-305.91358443889186,-705.66748703099131,0,-255.56054887626641,3695.4402475115435,0,0,17.486562752183751,123.67592716684186,3279.070253540076,0,-1.7053025658242404E-13,0,-702.68384296536988,0,-655.6119804619857,-284.0018109206988,-35.948308790322571,0,-628.06240645161267,0,0,0,-628.06240645161267,0,0,0,-628.06240645161267,0,0,0,-754.92477323502226]
[null,null,365,1314000,5,5.6903225806451623,0,410,0,0,1.9844402277039856,5.6903225806451623,5.6903225806451623,5.6903225806451623,5.6903225806451623,5.6903225806451623,5.6903225806451623,5.6903225806451623,5.6903225806451623,17.151909274193546,-3750.305199367544,0,-282.55329210349453,-672.89944958640331,-2360.9261688736506,-433.92628880399559,-702.06831056679937,0,-254.2570914694906,4208.2145748731818,0,0,17.391153332971783,88.416026530652047,3904.7199326659284,0,-3.979039320256561E-13,0,-707.09276640623011,0,-701.49244687685018,-282.55329210349453,-38.464012016129026,0,-672.01492258064502,0,0,0,-672.01492258064502,0,0,0,-672.01492258064502,0,0,0,-754.92477323502226]
[null,null,366,1317600,5,5.6806451612903235,2.9155870244722797,328,0,0,2.0005755850727391,5.7307667051360758,5.7215188283377065,5.7068563236827377,5.6951978726964487,5.6935432526935879,5.6951978726964487,5.7068563236827377,5.7215188283377065,17.151909274193546,-4054.5114265274519,0,-282.7626845766128,-679.90470216009976,-2566.5374206152851,-525.3066191754541,-702.58859408129376,0,-254.44551440660919,4618.5026489972097,0,0,17.32305036516161,63.246170265369024,4353.2842282876627,0,4.2632564145606011E-13,0,-704.36402726644508,0,-725.20042550621793,-282.7626845766128,-39.763960403225795,0,-694.72666451612884,0,0,0,-694.72666451612884,0,0,0,-694.72666451612884,0,0,0,-754.92477323502226]
[null,null,367,1321200,5,7.0451612903225804,141.25107004908102,393.6,0,0,4.3817741935483872,9.0694096790364114,8.6959175981513344,8.1037460658124534,7.6328986255076829,7.5660738308638464,7.6328986255076829,8.1037460658124534,8.6959175981513344,19.151909274193546,-4181.61849847129,0,-249.69192651209667,-685.37735339528467,-2662.5047335426675,-584.04448502124092,-620.41672812754712,0,-224.68661584422688,17046.305978804856,0,0,17.279457399225993,47.067375171740267,4733.5931714559765,0,12480,0,-703.57981887892663,0,-731.22637401794259,-249.69192651209667,-40.094373306451601,0,-700.49939569892445,0,0,0,-700.49939569892445,0,0,0,-700.49939569892445,0,0,0,-754.92477323502226]
[null,null,368,1324800,5,9.0387096774193569,529.30294787639446,196.8,0,0,9.2600221378874146,16.664277013272656,15.257291078109455,13.02651548782001,11.252781157104046,11.001044772329191,11.252781157104046,13.02651548782001,15.257291078109455,19.151909274193546,-8583.4105454025994,0,-250.10938618951602,-782.85023466435587,-5030.5028366557417,-2519.9480878929862,-621.45400222289959,0,-225.06226916822905,9637.5806476829493,0,0,17.837127113160133,-486.15914337611127,10456.344040869822,0,1.9895196601282805E-13,0,-594.83688158122493,0,-727.49683736827365,-250.10938618951602,-39.88987653225805,0,-696.92657849462341,0,0,0,-696.92657849462341,0,0,0,-696.92657849462341,0,0,0,-754.92477323502226]
[null,null,369,1328400,5,11.09677419354839,961.03084355384385,123,0,0,14.539326375711578,24.977131925548981,22.416080761245908,18.355535250428851,15.126914224933275,14.668693751499539,15.126914224933275,18.355535250428851,22.416080761245908,19.151909274193546,-7057.9718978814071,0,-199.40460124327942,-590.15124267619626,-4320.9071757420888,-1947.5088782198422,-495.46636130800215,0,-179.4352971799006,7794.0543732818105,0,0,18.264359182623252,-328.48612370638318,8554.9529593357038,0,1.7053025658242404E-13,0,-463.11510975390024,0,-724.90792119882155,-199.40460124327942,-39.779568133944494,0,-695.87597358400194,0,0,0,-696.6719177215399,0,0,0,-695.87597358400194,0,0,0,-754.92477323502226]
[null,null,370,1332000,5,13.090322580645161,1124.042784551898,123,0,0,17.739256799493987,29.313153220304784,26.319894681859058,21.574084566695632,17.800595935671016,17.265045391537548,17.800595935671016,21.574084566695632,26.319894681859058,19.151909274193546,-5125.9996598773287,0,-150.23712812499994,-298.78961369236595,-3166.2035130225177,-1510.7694050374453,-373.29852341091163,0,-135.19168346408824,5551.4813046083073,0,0,18.590094202062026,-208.19032568626827,6502.1718251550801,0,-3.694822225952521E-13,0,-218.27572900036867,0,-516.50319550653887,-150.23712812499994,-29.599366161276095,0,-552.55717134159522,0,0,0,-584.7162926069916,0,0,0,-552.55717134159522,0,0,0,-754.92477323502226]
[null,null,371,1335600,5,14.645161290322582,1305.3395172822252,123,0,0,20.653649588867804,33.507884187442926,30.027541722909511,24.509460254079194,20.121923209314435,19.499224141822744,20.121923209314435,24.509460254079194,30.027541722909511,19.151909274193546,-3605.3713366955408,0,-111.73011737231172,-113.62747254978973,-1960.0547881926163,-1419.958958580823,-277.61904368212794,0,-100.54094383803303,3782.9732085702908,0,0,18.834954882408496,-117.78957011509706,4895.0107540432364,0,-8.5265128291212022E-14,0,-68.074463134461396,0,-165.91616283559128,-111.73011737231172,-13.933830984210203,0,-377.4123485591453,0,0,0,-499.05333226737093,0,0,0,-377.4123485591453,0,0,0,-992.31846202876125]
[null,null,372,1339200,5,15.564516129032262,1317.6366290631636,123,0,0,21.666027830487035,34.607865721898619,31.094196003242782,25.52327418744833,21.093722724978264,20.465060781627209,21.093722724978264,25.52327418744833,31.094196003242782,19.151909274193546,-1455.9668092341108,0,-88.806942641128884,47.870885946893033,-238.6336062982343,-1176.3971462416407,-220.66117057954079,0,-79.913402424491011,1486.6293804107929,0,0,19.016505007335731,-50.702749752672453,2535.8530169888345,0,8.5265128291212022E-14,0,67.479267526091064,0,360.91595005217226,-88.806942641128884,10.944106973320315,0,-53.819614004337062,0,0,0,-276.29605474535492,0,0,0,-53.819614004337062,0,0,0,-992.31846202876125]
[null,null,373,1342800,5,16.28064516129032,1140.3508889882194,123,0,0,21.056208096141678,32.749355072646082,29.710729591415905,24.892990208133767,21.062309176044334,20.518641628123248,21.062309176044334,24.892990208133767,29.710729591415905,19.151909274193546,-153.00573366891433,0,-71.07087006048387,114.08101117337878,813.96175104666952,-1009.9776258284787,-176.59183972841538,0,-63.953502630455624,103.91927962790146,0,0,19.140302667273509,-4.8640512985364106,737.31705924134883,0,-7.1054273576010019E-15,0,115.96209601291392,0,640.31664325463203,-71.07087006048387,24.718168011280419,0,144.00679447697655,0,0,0,-117.35229372738995,0,0,0,144.00679447697655,0,0,0,-992.31846202876125]
[null,null,374,1346400,5,16.470967741935482,939.83872712665425,123,0,0,19.763026565464894,30.059107416420275,27.551973118734104,23.576912776565827,20.416262720028055,19.967688993403449,20.416262720028055,23.576912776565827,27.551973118734104,19.432042559871345,82.034769442863762,0,-72.931147300565243,63.819097103045451,1318.9184672574979,-1227.7716476171145,-181.21412421643831,0,-65.627483056833839,0,0,0,19.252259617520203,-64.853375057537136,2.6433019456556415,0,34.81687658570651,0,88.89997991571785,0,906.69289872719207,-72.931147300565243,37.632157393150642,0,322.7645855471655,0,0,0,18.852776151566253,0,0,0,322.7645855471655,0,0,0,-992.31846202876125]
[null,null,375,1350000,5,16.764516129032259,586.12794066082813,123,0,0,17.413200506008856,25.219926006860042,23.659826639799316,21.186289769609211,19.219531085299487,18.940399812741422,19.219531085299487,21.186289769609211,23.659826639799316,19.608899577161768,125.45838559752178,0,-70.167087823389778,-15.342454037417205,1503.4313126241134,-1292.4633851657845,-174.34618594893465,0,-63.14022934945924,0,0,0,19.383262207969079,-82.672108356404863,0,0,17.103330008011802,0,16.629505166309201,0,979.77894918680715,-70.167087823389778,41.497291868832029,0,386.35165527341019,0,0,0,78.86089719029809,0,0,0,386.35165527341019,0,0,0,-992.31846202876125]
[null,null,376,1353600,5,15.854838709677418,176.31397411177261,147.59999999999997,0,0,13.451527514231497,18.384085294874868,17.917416493040186,17.177513310026715,16.589201476765741,16.505705605111949,16.589201476765741,17.177513310026715,17.917416493040186,19.576088215324209,166.38913895804649,0,-91.385189837266907,-115.24056115345307,1508.2803711067329,-1135.2654811579664,-227.06741571560238,0,-82.233451956737511,0,0,0,19.471018877548712,-39.373417784846716,0,0,-7.6235154660015922,0,-100.01359607229861,0,864.95437916563446,-91.385189837266907,36.824935755819773,0,349.69640854927087,0,0,0,83.043031861143206,0,0,0,349.69640854927087,0,0,0,-992.31846202876125]
[null,null,377,1357200,5,14.700000000000001,2.4493001890525363,246,195,0,11.012137887413029,14.734990511741376,14.728534446806664,14.718298358651309,14.71015944003824,14.70900432796077,14.71015944003824,14.718298358651309,14.728534446806664,19.454547627114991,-70.421668408417304,0,-116.78965946556541,-276.57031525924162,1302.5922515080797,-979.65394519169001,-290.19063378185018,0,-105.09379985758684,0,0,0,19.490899539421161,12.464561807797669,0,0,-16.329483526891963,0,-281.39076159276442,0,677.66726484446826,-116.78965946556541,28.401983324507672,0,253.68097566728429,0,0,0,33.464843190205684,0,0,0,253.68097566728429,0,0,0,-1024.9071148533328]
[null,null,378,1360800,5,13.654838709677422,0,246,195,0,9.9489563567362467,13.654838709677422,13.654838709677422,13.654838709677422,13.654838709677422,13.654838709677422,13.654838709677422,13.654838709677422,13.654838709677422,19.151909274193546,-128.66842987119264,0,-134.93830250543377,-348.81590508992724,1012.2051365096273,-657.11935878545899,-335.28509034692621,0,-121.42495338647497,71.393406122414206,0,0,19.436442274135899,107.17865351504879,1.1898901020402366,0,34.19970928334179,0,-390.26533230086386,0,361.40752078329723,-134.93830250543377,14.332509069338279,0,98.49446951203447,0,0,0,-39.437151476172133,0,0,0,98.49446951203447,0,0,0,-1046.2364305615986]
[null,null,379,1364400,5,12.267741935483874,0,368.99999999999994,195,0,8.5618595825426986,12.267741935483874,12.267741935483874,12.267741935483874,12.267741935483874,12.267741935483874,12.267741935483874,12.267741935483874,12.267741935483874,19.151909274193546,-1542.227419727041,0,-169.12485930779553,-397.19874487048833,-206.0147291430485,-769.88908640570867,-420.22941359175604,0,-152.1879094122757,1477.5206330136627,0,0,19.355322160177501,75.17410971741019,787.5152590479978,0,5.6843418860808015E-14,0,-426.27098721248842,0,-68.49950100689162,-169.12485930779553,-5.4433693809693375,0,-141.8454078368153,0,0,0,-184.28638631094552,0,0,0,-141.8454078368153,0,0,0,-1042.8121777795868]
[null,null,380,1368000,5,10.412903225806453,0,442.8,195,0,6.707020872865276,10.412903225806453,10.412903225806453,10.412903225806453,10.412903225806453,10.412903225806453,10.412903225806453,10.412903225806453,10.412903225806453,19.151909274193546,-2448.0983875001248,0,-214.65446952284935,-469.90225603710007,-930.10331650951503,-833.43834543066032,-533.35814865791667,0,-193.15797273321206,2484.3024733031457,0,0,19.297329321051745,53.742035588107363,1975.3131815767149,0,-1.9895196601282805E-13,0,-490.68602705139119,0,-295.84205654996839,-214.65446952284935,-16.270677536142976,0,-285.63105882674228,0,0,0,-286.86748308260758,0,0,0,-285.63105882674228,0,0,0,-1028.5512978097197]
[null,null,381,1371600,5,10.232258064516129,0,492,195,0,6.5263757115749526,10.232258064516129,10.232258064516129,10.232258064516129,10.232258064516129,10.232258064516129,10.232258064516129,10.232258064516129,10.232258064516129,19.151909274193546,-2826.7809427968632,0,-219.79518726478486,-561.59698055380443,-1193.2072746290901,-852.18150034918392,-546.13143823211658,0,-197.78387509449607,2846.096028733878,0,0,19.255870190562973,38.420227389598068,2638.2547740087625,0,5.6843418860808015E-14,0,-576.45531629870322,0,-347.3919189523001,-219.79518726478486,-19.048458296969983,0,-332.81102327501327,0,0,0,-332.82044122611291,0,0,0,-332.81102327501327,0,0,0,-991.66791754619351]
[null,null,382,1375200,5,9.5999999999999979,0,410,0,0,5.8941176470588212,9.5999999999999979,9.5999999999999979,9.5999999999999979,9.5999999999999979,9.5999999999999979,9.5999999999999979,9.5999999999999979,9.5999999999999979,18.567724093966525,-3291.362208927846,0,-235.19481092069893,-575.51723221922259,-1588.0506631886524,-892.59950259927211,-584.3953270829038,0,-211.64130882435438,0,0,0,19.226231022576066,27.466653551821338,3144.8172841616274,0,-3645.3155246166161,0,-586.13946920192905,0,-435.44989106589082,-235.19481092069893,-23.876450725806436,0,-417.15178279569852,0,0,0,-417.15178279569852,0,0,0,-417.15178279569852,0,0,0,-992.31846202876125]
[null,null,383,1378800,5,8.7483870967741932,0,410,0,0,5.0425047438330166,8.7483870967741932,8.7483870967741932,8.7483870967741932,8.7483870967741932,8.7483870967741932,8.7483870967741932,8.7483870967741932,8.7483870967741932,17.617944800428784,-178.53956841057891,0,-218.51420481627636,-441.10912640728156,-160.44605269940985,641.52981551238884,-542.94854421309844,0,-196.63117618535742,0,0,0,18.844981180987936,450.02820779728137,0,0,-58.091081011753403,0,-615.14948640623015,0,-552.67608649075123,-218.51420481627636,-30.304160403225797,0,-529.45199784946226,0,0,0,-529.45199784946226,0,0,0,-529.45199784946226,0,0,0,-992.31846202876125]
[null,null,384,1382400,6,5.4766666666666675,0,410,0,0,1.7707843137254908,5.4766666666666675,5.4766666666666675,5.4766666666666675,5.4766666666666675,5.4766666666666675,5.4766666666666675,5.4766666666666675,5.4766666666666675,17.141067146017431,-423.62289550453954,0,-228.11320377848151,-406.6505884348303,-177.37558877419542,388.51648548296771,-566.79945366227741,0,-205.26888675308632,0,0,0,18.432566419447102,457.87702297331361,0,0,-327.81421294658969,0,-583.72633731637359,0,-565.91201756491898,-228.11320377848151,-31.029908790322569,0,-542.13173978494603,0,0,0,-542.13173978494603,0,0,0,-542.13173978494603,0,0,0,-1273.8272795274381]
[]
[null,null,432,1555200,6,5.4766666666666675,0,410,0,0,1.7707843137254908,5.4766666666666675,5.4766666666666675,5.4766666666666675,5.4766666666666675,5.4766666666666675,5.4766666666666675,5.4766666666666675,5.4766666666666675,17,-2639.0763279709713,0,-284.23093333333327,-612.69391519335113,-1613.4447389368265,-128.70674050746038,-706.23679409499232,0,-255.76672590500755,2895.4395557668827,0,0,17.799970166277145,295.64029220408821,2245.6966848248189,0,1.1368683772161603E-13,0,-727.02751027450972,0,-746.91945298875328,-284.23093333333327,-40.954851250000004,0,-715.53303333333326,0,0,0,-715.53303333333326,0,0,0,-715.53303333333326,0,0,0,-1202.0425310652759]
[null,null,433,1558800,6,5.54,0,410,0,0,1.8341176470588234,5.54,5.54,5.54,5.54,5.54,5.54,5.54,5.54,17,-3573.88484958658,0,-282.51501944444442,-625.78720497406221,-2230.8687724335277,-434.71385273454541,-701.97321338750214,0,-254.22265161249786,3908.7272158270002,0,0,17.5718993587966,211.35349875957991,3384.2694730692606,0,2.8421709430404007E-14,0,-707.52439027450964,0,-808.21090169314436,-282.51501944444442,-44.315564583333334,0,-774.24894444444431,0,0,0,-774.24894444444431,0,0,0,-774.24894444444431,0,0,0,-1202.0425310652759]
[null,null,434,1562400,6,5.6666666666666679,0,410,0,0,1.9607843137254912,5.6666666666666679,5.6666666666666679,5.6666666666666679,5.6666666666666679,5.6666666666666679,5.6666666666666679,5.6666666666666679,5.6666666666666679,17,-3699.8218932256259,0,-279.4187055555555,-645.85794476089302,-2304.706734691732,-469.83850821744568,-694.27971300471233,0,-251.4364169952876,4084.4412254756085,0,0,17.408851342687026,151.09679775001771,3685.6269962709312,0,1.9895196601282805E-13,0,-704.2919287189543,0,-758.47242211925345,-279.4187055555555,-41.588320000000003,0,-726.60053333333326,0,0,0,-726.60053333333326,0,0,0,-726.60053333333326,0,0,0,-1018.4024392523066]
[null,null,435,1566000,6,5.7099999999999991,0,410,0,0,2.0041176470588224,5.7099999999999991,5.7099999999999991,5.7099999999999991,5.7099999999999991,5.7099999999999991,5.7099999999999991,5.7099999999999991,5.7099999999999991,17,-3953.7017601144835,0,-278.31630277777776,-656.68454585519987,-2392.4672975714716,-626.23361391003425,-691.54054104179966,0,-250.44441395820041,4377.6674846579372,0,0,17.292288175962835,108.0192304565458,4179.0483442991572,0,-2.8421709430404007E-13,0,-698.4590511633985,0,-731.81630106965326,-278.31630277777776,-40.126719999999999,0,-701.0645333333332,0,0,0,-701.0645333333332,0,0,0,-701.0645333333332,0,0,0,-1018.4024392523066]
[null,null,436,1569600,6,5.0333333333333323,0,410,0,0,1.3274509803921557,5.0333333333333323,5.0333333333333323,5.0333333333333323,5.0333333333333323,5.0333333333333323,5.0333333333333323,5.0333333333333323,5.0333333333333323,17,-4211.9772343684954,0,-294.70033611111114,-666.5177003361747,-2512.7185886569018,-738.04060926430816,-732.25042099743735,0,-265.18767400256286,4722.192288760255,0,0,17.208957067980286,77.223040608241135,4486.491329466543,0,-1.1368683772161603E-13,0,-696.38233005228756,0,-727.39829582161781,-294.70033611111114,-39.884473333333332,0,-696.8321777777777,0,0,0,-696.8321777777777,0,0,0,-696.8321777777777,0,0,0,-1018.4024392523066]
[null,null,437,1573200,6,4.0500000000000007,0,410,0,0,0.34411764705882408,4.0500000000000007,4.0500000000000007,4.0500000000000007,4.0500000000000007,4.0500000000000007,4.0500000000000007,4.0500000000000007,4.0500000000000007,17,-4422.4559359124596,0,-318.81351388888885,-705.89654195716196,-2579.7743538159621,-817.97152625044725,-792.16512897627922,0,-286.88604602372072,5036.300292871103,0,0,17.149383587328106,55.206818041357465,4808.4891629617905,0,3.4106051316484809E-13,0,-727.2467913856209,0,-719.42614110030217,-318.81351388888885,-39.447346666666661,0,-689.19502222222206,0,0,0,-689.19502222222206,0,0,0,-689.19502222222206,0,0,0,-1018.4024392523066]
[null,null,438,1576800,6,5.173333333333332,0,328,0,0,1.4674509803921554,5.173333333333332,5.173333333333332,5.173333333333332,5.173333333333332,5.173333333333332,5.173333333333332,5.173333333333332,5.173333333333332,17,-4563.4637080584243,0,-291.98883611111114,-757.40820684711503,-2638.9524576606213,-875.11420743957672,-725.51307877809927,0,-262.74771622190104,5182.8904347685366,0,0,17.106794454854818,39.467401623220894,5031.8738686464185,0,5.6843418860808015E-14,0,-772.67151849673189,0,-716.5877578403913,-291.98883611111114,-39.291713333333341,0,-686.47591111111115,0,0,0,-686.47591111111115,0,0,0,-686.47591111111115,0,0,0,-1018.4024392523066]
[null,null,439,1580400,6,6.06,55.154292268625028,393.6,195,0,2.7879346405228755,6.9854507262939087,6.798792185895663,6.5053085660821734,6.3082808649853668,6.2917629637650254,6.3082808649853668,6.5053085660821734,6.798792185895663,18.547135416666666,-4746.1756342326898,0,-270.0352722222222,-710.95290162826643,-2851.7957902805697,-913.39167010163123,-670.96442568809346,0,-242.99268431190652,14692.941586472287,0,0,17.078339562025771,28.924232984113342,5190.2333084615475,0,9654.125,0,-722.13883138562096,0,-758.77212718396459,-270.0352722222222,-41.604753333333349,0,-726.88764444444462,0,0,0,-726.88764444444462,0,0,0,-726.88764444444462,0,0,0,-1018.4024392523066]
[null,null,440,1584000,6,8.0066666666666659,358.84899872559373,196.8,0,0,6.9006666666666652,13.552929372042923,12.434277377034412,10.675418467572129,9.4946236835047237,9.395631249973075,9.4946236835047237,10.675418467572129,12.434277377034412,18.547135416666666,-8412.9659726741193,0,-260.62231024305561,-809.0011333044622,-4935.2922944151269,-2408.0502347114748,-647.57576769389675,0,-234.52238011860348,9421.431479278981,0,0,17.511895259102779,-382.76547183505636,9799.0043872750812,0,4.2632564145606011E-13,0,-660.97343335337689,0,-820.85691282435573,-260.62231024305561,-45.008966666666666,0,-786.36355555555554,0,0,0,-786.36355555555554,0,0,0,-786.36355555555554,0,0,0,-1018.4024392523066]
[null,null,441,1587600,6,8.8633333333333315,655.44584191002082,123,0,0,9.8876666666666644,18.954181797876775,16.918910775599386,13.718849821275732,11.570516453980041,11.390410011323446,11.570516453980041,13.718849821275732,16.918910775599386,18.547135416666666,-6966.9467394235307,0,-239.05766857638892,-644.80439749598463,-4118.3402475917728,-1964.7444257593838,-593.99348086161444,0,-215.11732195088572,7814.9131961754374,0,0,17.842700003317017,-260.66103811794898,8463.873939348101,0,-1.9895196601282805E-13,0,-543.99840328110031,0,-751.79076214716463,-239.05766857638892,-41.221953333333346,0,-720.19964444444452,0,0,0,-720.19964444444452,0,0,0,-720.19964444444452,0,0,0,-1018.4024392523066]
[null,null,442,1591200,6,10.686666666666667,884.48151056712561,123,0,0,13.355931372549019,24.28660526913545,21.543569236078866,17.230687850942694,14.335272069453369,14.092533654478114,14.335272069453369,17.230687850942694,21.543569236078866,18.547135416666666,-5635.7008471084591,0,-194.50964079861106,-468.87543416240885,-3348.8480669044934,-1623.4677052429465,-483.30371197521418,0,-175.03054083728571,6205.5950238616288,0,0,18.097370714310596,-166.65956135409573,6849.1031565769872,0,3.1263880373444408E-13,0,-404.42282974166682,0,-637.50977311144607,-194.50964079861106,-35.594479806531716,0,-639.4269740847227,0,0,0,-652.19415382859052,0,0,0,-639.4269740847227,0,0,0,-1018.4024392523066]
[null,null,443,1594800,6,11.59,935.37694279828565,123,0,0,14.63143137254902,25.983872259190761,23.080703986430581,18.516046340445129,15.45160273417496,15.194693799533299,15.45160273417496,18.516046340445129,23.080703986430581,18.547135416666666,-4302.1113642669088,0,-171.86450746527777,-280.82900097174229,-2299.2206230376923,-1550.197232792196,-427.0366963494684,0,-154.65319646303158,4716.5179065193352,0,0,18.288922529564609,-95.895952279092072,5604.1445297956716,0,-3.4106051316484809E-13,0,-243.74295665735298,0,-323.91401421031037,-171.86450746527777,-21.599604119006298,0,-482.82610187179097,0,0,0,-559.55670653166123,0,0,0,-482.82610187179097,0,0,0,-1202.0425310652759]
[null,null,444,1598400,6,11.92,922.28766147624788,123,0,0,14.865558823529412,26.109349795897273,23.247432627482642,18.747634180539499,15.726733239070885,15.473474722274323,15.726733239070885,18.747634180539499,23.247432627482642,18.547135416666666,-2944.9928189811521,0,-163.49446302083331,-200.15326262525838,-1216.5519556098961,-1364.7931377251643,-406.2394056198749,0,-147.12136719262509,3281.8058498874279,0,0,18.427090095454759,-44.828130518517668,3891.58197526806,0,1.7053025658242404E-13,0,-182.81678495931371,0,20.120643576897745,-163.49446302083331,-5.9263304880309082,0,-296.6437746381884,0,0,0,-437.15028045636944,0,0,0,-296.6437746381884,0,0,0,-1202.0425310652759]
[null,null,445,1602000,6,12.203333333333331,821.31194503378606,123,0,0,14.426954248366012,24.852591404325022,22.301302630575453,18.289905868809168,15.596889193260935,15.371118993518408,15.596889193260935,18.289905868809168,22.301302630575453,18.547135416666666,-1684.6808601533216,0,-156.49112413194447,-174.92244804458622,-115.70563792238895,-1237.561650054402,-388.83800758467521,0,-140.81937522782493,1977.6724206246904,0,0,18.521781922026982,-9.7834087050424969,2553.1215195685295,0,1.1368683772161603E-13,0,-171.13888971748366,0,358.62612949756601,-156.49112413194447,10.159359500846643,0,-83.598674532746713,0,0,0,-273.57793909946071,0,0,0,-83.598674532746713,0,0,0,-1202.0425310652759]
[null,null,446,1605600,6,13.189999999999998,666.78251436120024,123,0,0,14.288313725490191,23.438668948029758,21.371566364918795,18.121456579838082,15.939523360963239,15.756600060441922,15.939523360963239,18.121456579838082,21.371566364918795,18.547135416666666,-1149.0884396281588,0,-132.45874357638891,-186.34350487422719,328.18047270792067,-1158.4666638854633,-329.12405879317708,0,-119.19370901932307,1361.9999421634395,0,0,18.580523415605846,12.00256454635794,1617.9640123344502,0,-4.2632564145606011E-14,0,-190.98528203033766,0,470.19170218095786,-132.45874357638891,15.687664807258024,0,-3.1927124369652575,0,0,0,-204.9453059353647,0,0,0,-3.1927124369652575,0,0,0,-1202.0425310652759]
[null,null,447,1609200,6,13.113333333333333,282.06458790378429,123,0,0,11.461287581699345,17.494730565358207,16.611025805073709,15.221574932151604,14.288779052597002,14.210577712828776,14.288779052597002,15.221574932151604,16.611025805073709,18.547135416666666,-1025.2871626617132,0,-133.91172413194442,-189.66120047623269,425.28121700179008,-1126.9954550553261,-332.73432146727686,0,-120.5011813452231,1291.5801681675441,0,0,18.603461261313186,20.671014304957943,1288.8169057297564,0,2.8421709430404007E-14,0,-197.65534552946647,0,479.81799084683939,-133.91172413194442,16.347364032458575,0,11.955649165505861,0,0,0,-187.16106822076537,0,0,0,11.955649165505861,0,0,0,-1202.0425310652759]
[null,null,448,1612800,6,13,69.775645713762856,147.59999999999997,195,0,9.8046830065359458,14.089176057801822,13.869494979804118,13.524089953933139,13.292205263953196,13.272765112226937,13.292205263953196,13.524089953933139,13.869494979804118,18.547135416666666,-1310.8854177808532,0,-136.69032690972222,-319.40308187891253,277.33598181544761,-1132.127990807666,-339.63839589305331,0,-123.00152191944673,1404.330960984958,0,0,18.599343282693226,19.257305395855866,1322.0289033934143,0,2.8421709430404007E-14,0,-326.8505002976579,0,401.51746780208822,-136.69032690972222,13.119377444223197,0,-15.175725153849191,0,0,0,-192.99807805560818,0,0,0,-15.175725153849191,0,0,0,-1202.0425310652759]
[null,null,449,1616400,6,11.453333333333337,0,246,195,0,7.7474509803921601,11.453333333333337,11.453333333333337,11.453333333333337,11.453333333333337,11.453333333333337,11.453333333333337,11.453333333333337,11.453333333333337,18.547135416666666,-1556.2498935302829,0,-174.22679913194435,-399.01523434388298,165.83253294643708,-1148.8403930008926,-432.90635055570982,0,-156.77891725678987,1691.7466915126656,0,0,18.586789196285199,14.654030715832437,1525.3553981459852,0,-8.5265128291212022E-14,0,-404.68241861595857,0,311.94636047465355,-174.22679913194435,9.8829444033254905,0,-25.710577999687256,0,0,0,-170.05517047294688,0,0,0,-25.710577999687256,0,0,0,-1202.0425310652759]
[null,null,450,1620000,6,10.830000000000004,0,246,195,0,7.124117647058827,10.830000000000004,10.830000000000004,10.830000000000004,10.830000000000004,10.830000000000004,10.830000000000004,10.830000000000004,10.830000000000004,18.547135416666666,-2530.5893748668504,0,-189.97130190972211,-495.85034953348065,-680.76096367606976,-1164.0067597475781,-472.02717050304898,0,-170.94669230945073,2722.0866406577152,0,0,18.575483937766187,10.476597021634802,2182.1246297980369,0,-1.7053025658242404E-13,0,-499.90198604340935,0,-60.505536727778548,-189.97130190972211,-6.4615500958724805,0,-199.25553072219347,0,0,0,-262.09607241442899,0,0,0,-199.25553072219347,0,0,0,-1202.0425310652759]
[null,null,451,1623600,6,9.2466666666666661,0,368.99999999999994,195,0,5.5407843137254895,9.2466666666666661,9.2466666666666661,9.2466666666666661,9.2466666666666661,9.2466666666666661,9.2466666666666661,9.2466666666666661,9.2466666666666661,18.547135416666666,-3119.5937116865962,0,-228.60606857638888,-527.06031628502342,-1189.0766013358104,-1174.8507254893734,-568.02408903434707,0,-205.712393778153,3323.8904662921959,0,0,18.567401798743262,7.4897282069003532,2986.7204022049286,0,0,0,-529.95683470506515,0,-279.33076924807443,-228.60606857638888,-16.119179932416035,0,-303.6810460229371,0,0,0,-319.73139774132574,0,0,0,-303.6810460229371,0,0,0,-1202.0425310652759]
[null,null,452,1627200,6,7.6733333333333338,0,442.8,195,0,3.9674509803921572,7.6733333333333338,7.6733333333333338,7.6733333333333338,7.6733333333333338,7.6733333333333338,7.6733333333333338,7.6733333333333338,7.6733333333333338,18.547135416666666,-3786.5864982085723,0,-267.39284357638888,-600.66680186603833,-1735.9237668563608,-1182.6030859097843,-664.39870705369867,0,-240.61488075880138,4049.6756728946189,0,0,18.561623870615726,5.3544131264532782,3636.6732823515426,0,1.4210854715202004E-13,0,-602.73752537173198,0,-447.43386822948946,-267.39284357638888,-24.546293874504684,0,-429.20479995779198,0,0,0,-429.45947579738771,0,0,0,-429.20479995779198,0,0,0,-1202.0425310652759]
[null,null,453,1630800,6,6.7633333333333336,0,492,195,0,3.057450980392157,6.7633333333333336,6.7633333333333336,6.7633333333333336,6.7633333333333336,6.7633333333333336,6.7633333333333336,6.7633333333333336,6.7633333333333336,18.547135416666666,-4057.1157664105867,0,-290.09686302083327,-674.32420935940604,-1904.5494389991504,-1188.1452550311972,-720.81203869733906,0,-261.04521411516077,4348.965144681215,0,0,18.557493224835909,3.8278745418716333,4138.0483313658888,0,-3.4106051316484809E-13,0,-675.80457137173187,0,-489.12373415006869,-290.09686302083327,-26.81947791666666,0,-468.57018888888865,0,0,0,-468.57018888888865,0,0,0,-468.57018888888865,0,0,0,-1202.0425310652759]
[null,null,454,1634400,6,5.7966666666666669,0,410,0,0,2.0907843137254902,5.7966666666666669,5.7966666666666669,5.7966666666666669,5.7966666666666669,5.7966666666666669,5.7966666666666669,5.7966666666666669,5.7966666666666669,17.71879638249407,-4523.7613328881071,0,-313.90191579861107,-717.51639507572884,-2300.2356655186795,-1192.1073564950871,-779.96113960580192,0,-282.46631820669808,0,0,0,18.554540222620986,2.7365507969344032,4602.8786644214624,0,-5168.8355732370055,0,-718.57470714950978,0,-588.59760809865566,-313.90191579861107,-32.273797916666673,0,-563.86405555555552,0,0,0,-563.86405555555552,0,0,0,-563.86405555555552,0,0,0,-1202.0425310652759]
[null,null,455,1638000,6,5.0366666666666671,0,410,0,0,1.3307843137254904,5.0366666666666671,5.0366666666666671,5.0366666666666671,5.0366666666666671,5.0366666666666671,5.0366666666666671,5.0366666666666671,5.0366666666666671,17,-1455.7015995648892,0,-294.58393333333333,-603.48969737406662,-856.96241672721067,299.33444786972154,-731.96119165973835,0,-265.08292834026167,1629.2054904347729,0,0,18.118994448940452,413.54022913011659,688.51807294886362,0,1.1368683772161603E-13,0,-763.41898426062073,0,-688.46286160233558,-294.58393333333333,-37.749577916666667,0,-659.53285555555556,0,0,0,-659.53285555555556,0,0,0,-659.53285555555556,0,0,0,-1202.0425310652759]
[null,null,456,1641600,7,4.6645161290322577,0,410,0,0,0.95863377609108102,4.6645161290322577,4.6645161290322577,4.6645161290322577,4.6645161290322577,4.6645161290322577,4.6645161290322577,4.6645161290322577,4.6645161290322577,17,-2674.5234151720306,0,-284.23093333333327,-612.69392574989718,-1613.4448609088497,-164.15369517995032,-706.23679409499232,0,-255.76672590500755,2930.8866702647347,0,0,17.799970092415023,295.64026490729628,2246.2877652875495,0,1.1368683772161603E-13,0,-727.02751027450972,0,-746.91945298875328,-284.23093333333327,-40.954851250000004,0,-715.53303333333326,0,0,0,-715.53303333333326,0,0,0,-715.53303333333326,0,0,0,-1237.4893866354969]
[]
[null,null,504,1814400,7,4.6645161290322577,0,410,0,0,0.95863377609108102,4.6645161290322577,4.6645161290322577,4.6645161290322577,4.6645161290322577,4.6645161290322577,4.6645161290322577,4.6645161290322577,4.6645161290322577,17,-2471.0579823938938,0,-303.2983709677419,-548.63773779599592,-1412.1031015927194,-207.01877203743641,-753.61420607688422,0,-272.92466166505136,2806.2530628647064,0,0,17.761285393835806,281.34378727112284,2100.1602468862634,0,-1.7053025658242404E-13,0,-657.44241530676777,0,-679.4113634490875,-303.2983709677419,-37.253269032258075,0,-650.86171182795704,0,0,0,-650.86171182795704,0,0,0,-650.86171182795704,0,0,0,-1228.4504384650907]
[null,null,505,1818000,7,4.0580645161290319,0,410,0,0,0.35218216318785522,4.0580645161290319,4.0580645161290319,4.0580645161290319,4.0580645161290319,4.0580645161290319,4.0580645161290319,4.0580645161290319,4.0580645161290319,17,-3466.3497267070506,0,-318.76955913978497,-665.65932717231976,-1983.6927773504581,-498.22806304448795,-792.05591334401731,0,-286.84649310759568,3934.1192180519051,0,0,17.544243581760117,201.1329151067583,3353.8560707634624,0,-1.7053025658242404E-13,0,-743.44388455407966,0,-733.67219766961216,-318.76955913978497,-40.228481935483885,0,-702.84244301075273,0,0,0,-702.84244301075273,0,0,0,-702.84244301075273,0,0,0,-1228.4504384650907]
[null,null,506,1821600,7,4.0516129032258066,0,410,0,0,0.34573055028462996,4.0516129032258066,4.0516129032258066,4.0516129032258066,4.0516129032258066,4.0516129032258066,4.0516129032258066,4.0516129032258066,4.0516129032258066,17,-3531.673572011809,0,-319.17509139784949,-716.98046908701713,-1963.705319926037,-531.81269160090562,-793.06355103664566,0,-287.2114134794835,4058.1584428076289,0,0,17.389080203935919,143.79009372030882,3696.471462283765,0,-1.7053025658242404E-13,0,-772.58871595192909,0,-663.36616657101081,-319.17509139784949,-36.373483870967746,0,-635.49075268817217,0,0,0,-635.49075268817217,0,0,0,-635.49075268817217,0,0,0,-1053.8492948225278]
[null,null,507,1825200,7,3.6129032258064515,0,410,0,0,-9.2979127134725115E-2,3.6129032258064515,3.6129032258064515,3.6129032258064515,3.6129032258064515,3.6129032258064515,3.6129032258064515,3.6129032258064515,3.6129032258064515,17,-4352.7395391075561,0,-329.81169892473116,-733.59827961482324,-2608.6846816553661,-680.64487891263502,-819.49263639950402,0,-296.78282166501208,4956.2193357005435,0,0,17.278153771892431,102.79566147152865,4454.4638793085269,0,2.2737367544323206E-13,0,-773.35266304870311,0,-780.90969677027113,-329.81169892473116,-42.818593548387106,0,-748.09496774193553,0,0,0,-748.09496774193553,0,0,0,-748.09496774193553,0,0,0,-1053.8492948225278]
[null,null,508,1828800,7,3.212903225806452,0,410,0,0,-0.49297912713472458,3.212903225806452,3.212903225806452,3.212903225806452,3.212903225806452,3.212903225806452,3.212903225806452,3.212903225806452,3.212903225806452,17,-4787.839917961669,0,-339.6876021505376,-764.96960385111049,-2896.1375745377609,-787.04513742226027,-844.03157785527549,0,-305.66970601569221,5454.052495177204,0,0,17.198852370373302,73.488706655433035,5136.6718003872902,0,-1.1368683772161603E-13,0,-793.39004670461725,0,-820.74374146215928,-339.6876021505376,-45.002761290322596,0,-786.25513978494632,0,0,0,-786.25513978494632,0,0,0,-786.25513978494632,0,0,0,-1053.8492948225278]
[null,null,509,1832400,7,3.3032258064516129,0,410,0,0,-0.40265654648956373,3.3032258064516129,3.3032258064516129,3.3032258064516129,3.3032258064516129,3.3032258064516129,3.3032258064516129,3.3032258064516129,3.3032258064516129,17,-4986.3089500462365,0,-337.66259139784944,-791.67660641402006,-2993.8589786389066,-863.11077359546027,-838.99997525940626,0,-303.84748925672295,5666.6192750705013,0,0,17.142159730332086,52.537139491863854,5478.3031737371257,0,-1.1368683772161603E-13,0,-811.99440541429465,0,-821.78787523599158,-337.66259139784944,-45.060012903225818,0,-787.2553978494625,0,0,0,-787.2553978494625,0,0,0,-787.2553978494625,0,0,0,-1053.8492948225278]
[null,null,510,1836000,7,4.161290322580645,0.36444837805903485,328,0,0,0.45881720430107453,4.1684747304819316,4.1670469516069524,4.1648051073719081,4.1631623023050901,4.1629810067541753,4.1631623023050901,4.1648051073719081,4.1670469516069524,17,-5196.3135848733591,0,-316.82671505376345,-793.65263940294551,-3168.3610759420521,-917.473154474598,-787.22847263358244,0,-285.09821446319182,5901.6563184098459,0,0,17.101643276774226,37.563530757857393,5694.8878319031974,0,-1.7053025658242404E-13,0,-808.17966304870322,0,-849.17420748689892,-316.82671505376345,-46.561651612903226,0,-813.49092473118276,0,0,0,-813.49092473118276,0,0,0,-813.49092473118276,0,0,0,-1053.8492948225278]
[null,null,511,1839600,7,5.2064516129032254,106.25394020123787,393.6,0,0,2.2773877292852625,6.8434702704106574,6.5181406553260732,6.0073204331980783,5.6329955644017833,5.5916860781575615,5.6329955644017833,6.0073204331980783,6.5181406553260723,18.470983870967743,-5310.3670224963598,0,-291.1403548387097,-757.85772321538332,-3309.9904168671142,-951.37852757515282,-723.40483289985173,0,-261.98420580982594,15038.290768831637,0,0,17.076514817146737,28.224613245820223,5941.5709881512494,0,9178.9393548387161,0,-768.77308755260367,0,-874.60193586140213,-291.1403548387097,-47.955896774193555,0,-837.85015053763436,0,0,0,-837.85015053763436,0,0,0,-837.85015053763436,0,0,0,-1053.8492948225278]
[null,null,512,1843200,7,6.4258064516129032,364.60562849133976,196.8,0,0,5.3759614168247944,12.022973378708061,10.910631650893778,9.1640748600630459,7.884212369793083,7.7429701859480247,7.884212369793083,9.1640748600630459,10.910631650893778,18.470983870967743,-8527.3550786404921,0,-297.41457500000001,-825.22765091287761,-5035.0666482241468,-2369.6462045034687,-738.99456861295653,0,-267.63009638704341,9642.2787155151618,0,0,17.490794530429795,-362.423936927645,10175.277165201313,0,1.1368683772161603E-13,0,-685.06667575121219,0,-869.38809139599152,-297.41457500000001,-47.670012903225818,0,-832.85539784946241,0,0,0,-832.85539784946241,0,0,0,-832.85539784946241,0,0,0,-1053.8492948225278]
[null,null,513,1846800,7,8.2129032258064516,689.33918707572241,123,0,0,9.5042283364958884,18.743705693113661,16.650887815009977,13.364824561627978,10.956824363330561,10.691083934735673,10.956824363330561,13.364824561627978,16.650887815009973,18.470983870967743,-7205.9509559762482,0,-253.59588682795697,-705.46376812718427,-4301.3440602260907,-1945.5472407950167,-630.1170108709241,0,-228.19961541939861,8083.0583869711372,0,0,17.807320782645444,-245.60984886946414,8702.2204664964047,0,-1.4210854715202004E-13,0,-610.47855214315825,0,-815.29308056243985,-253.59588682795697,-44.708778234826823,0,-781.25291649672056,0,0,0,-781.36197339231944,0,0,0,-781.25291649672056,0,0,0,-1053.8492948225278]
[null,null,514,1850400,7,9.6483870967741918,927.46623952204197,123,0,0,12.647738772928523,23.778577922625956,20.970442828157609,16.561215613018319,13.330170076245288,12.973600576641944,13.330170076245288,16.561215613018319,20.970442828157609,18.470983870967743,-5725.6246712459752,0,-218.06675510752692,-479.48659253548402,-3411.7891428006324,-1616.2821808023318,-541.8367530223228,0,-196.22853617122573,6357.0822136554343,0,0,18.053051854235097,-154.91687151310114,7055.8533579068317,0,-8.5265128291212022E-14,0,-419.57526337676575,0,-647.43357777250628,-218.06675510752692,-36.613233954280979,0,-670.22199985839393,0,0,0,-695.07324092037572,0,0,0,-670.22199985839393,0,0,0,-1053.8492948225278]
[null,null,515,1854000,7,10.706451612903226,1150.6848932401781,123,0,0,15.285983554712207,28.166615501001296,24.696704897980013,19.248382879897605,15.255897194654617,14.815297207202132,15.255897194654617,19.248382879897605,24.696704897980009,18.470983870967743,-4641.3510469677512,0,-191.83040833333334,-305.39926161220006,-2610.0226737522562,-1534.0987032699613,-476.64654582963522,0,-172.61961917036481,5079.7604768985238,0,0,18.244740475009053,-84.187952282503488,5848.3110864513901,0,-2.8421709430404007E-14,0,-272.84107688298559,0,-414.71437914593071,-191.83040833333334,-26.564790203600325,0,-569.05891234889543,0,0,0,-654.44319994509317,0,0,0,-569.05891234889543,0,0,0,-1228.4504384650907]
[null,null,516,1857600,7,11.903225806451614,1010.0031831293018,123,0,0,15.483121442125238,27.256818663493888,24.205553223457628,19.414571961436472,15.903780190428217,15.516338648440476,15.903780190428217,19.414571961436472,24.205553223457624,18.470983870967743,-2919.2929054485667,0,-162.38691102150534,-162.54742651587767,-1247.5573932016969,-1346.801174709487,-403.48743923773043,0,-146.12473060097921,3226.6514955399134,0,0,18.384152502971851,-32.59860199730997,4038.365800997894,0,-1.1368683772161603E-13,0,-149.9405002637572,0,10.199750004944185,-162.38691102150534,-6.6668691322517688,0,-314.71124570544345,0,0,0,-476.0053380550147,0,0,0,-314.71124570544345,0,0,0,-1228.4504384650907]
[null,null,517,1861200,7,12.954838709677418,1023.6019989549222,123,0,0,16.631410499683742,28.512160847920455,25.420407678357993,20.565854119100223,17.008477090125783,16.615894524301378,17.008477090125783,20.565854119100223,25.420407678357989,18.470983870967743,-1716.3436535957505,0,-136.40501586021512,-137.86286516721839,-223.33308173563913,-1218.7426908326779,-338.9294753031628,0,-122.74478324522447,1898.837701163789,0,0,18.479611040403,2.6739081766745878,2486.2525549680972,0,-4.2632564145606011E-14,0,-138.89695132806236,0,331.53103205433121,-136.40501586021512,8.4475829802581686,0,-119.35291968206728,0,0,0,-336.55385449214026,0,0,0,-119.35291968206728,0,0,0,-1228.4504384650907]
[null,null,518,1864800,7,14.261290322580646,663.23114617123406,123,0,0,15.366812144212521,24.400542559267738,22.38553862985043,19.221655887278356,16.903188565122498,16.647328744052484,16.903188565122498,19.221655887278356,22.38553862985043,18.470983870967743,-723.13710607035478,0,-104.30567983870968,-77.25009590088581,601.80635549837143,-1143.3876858291308,-259.17132970463342,0,-93.860024005044025,829.35312208308494,0,0,18.535292384047082,23.42973863930299,1308.9067874139812,0,-1.4210854715202004E-14,0,-86.311128246890235,0,610.71062547979886,-104.30567983870968,21.449385973953007,0,44.542863579164624,0,0,0,-224.1320017425835,0,0,0,44.542863579164624,0,0,0,-1228.4504384650907]
[null,null,519,1868400,7,13.925806451612907,336.17293295167815,123,0,0,12.673355471220749,19.096014280574465,18.068523411616098,16.45519622103944,15.272963289026064,15.142495240778246,15.272963289026064,16.45519622103944,18.068523411616098,18.470983870967743,-720.65145184582343,0,-111.90079543010745,-131.76111023206201,644.38891482339102,-1121.378461007045,-278.04313237277955,0,-100.69452940141379,895.65355463412277,0,0,18.551250546986285,29.491973510093331,831.85582395727738,0,-1.4210854715202004E-14,0,-143.16660348302776,0,558.57254760765863,-111.90079543010745,19.984788143787103,0,57.201750964539357,0,0,0,-180.35281819011266,0,0,0,57.201750964539357,0,0,0,-1228.4504384650907]
[null,null,520,1872000,7,13.338709677419356,86.269516201035671,147.59999999999997,0,0,10.264266287160027,14.669364655136212,14.404919610648962,13.989698031972507,13.685427064954077,13.651848538988162,13.685427064954077,13.989698031972507,14.404919610648962,18.470983870967743,-598.73972844567356,0,-126.26935994623655,-256.90044745429725,916.8093389095651,-1132.3792599547048,-313.74511885472737,0,-113.62415904849846,838.89191391939187,0,0,18.542709881873449,26.461906457475621,848.59000352488272,0,-2.8421709430404007E-14,0,-267.13411646953398,0,635.95504704205314,-126.26935994623655,24.113533291333848,0,126.20147850002228,0,0,0,-113.90364889818743,0,0,0,126.20147850002228,0,0,0,-1228.4504384650907]
[null,null,521,1875600,7,12.161290322580648,0.19879002439583715,246,195,0,8.4568690702087324,12.164369354538342,12.163757449306209,12.16279665891976,12.16209259960541,12.16201490151216,12.16209259960541,12.16279665891976,12.163757449306209,18.470983870967743,-1215.2935361072878,0,-155.05022284946233,-371.48154280130564,467.01692455915963,-1155.7786950156794,-385.2577586286119,0,-139.52277250042022,1283.7023207221443,0,0,18.525149223064755,20.016751195074598,1046.7476192151828,0,-5.6843418860808015E-14,0,-379.22266329917773,0,380.68023193547629,-155.05022284946233,13.798672965725189,0,47.002979466598077,0,0,0,-110.91008505912887,0,0,0,47.002979466598077,0,0,0,-1228.4504384650907]
[null,null,522,1879200,7,10.374193548387094,0,246,195,0,6.6683111954459173,10.374193548387094,10.374193548387094,10.374193548387094,10.374193548387094,10.374193548387094,10.374193548387094,10.374193548387094,10.374193548387094,18.470983870967743,-2165.6941309060953,0,-198.8516825268818,-458.08132104071746,-332.27481318964095,-1176.4863141488552,-494.09250823337635,0,-178.9377503150111,2383.410861057077,0,0,18.509713366780716,14.313031422344903,1817.252192527734,0,1.7053025658242404E-13,0,-463.61662993527295,0,45.279814420529675,-198.8516825268818,-1.150175515886126,0,-119.75654332051872,0,0,0,-200.84721076553689,0,0,0,-119.75654332051872,0,0,0,-1228.4504384650907]
[null,null,523,1882800,7,9.112903225806452,0,368.99999999999994,195,0,5.4070208728652753,9.112903225806452,9.112903225806452,9.112903225806452,9.112903225806452,9.112903225806452,9.112903225806452,9.112903225806452,9.112903225806452,18.470983870967743,-3000.4178352512581,0,-230.15850779569891,-542.72748626041596,-1036.2306041470067,-1191.3012370481363,-571.88147951755332,0,-207.10936451470474,3207.2262796387145,0,0,18.498671620781003,10.232399644801854,2765.4974276767448,0,5.6843418860808015E-14,0,-546.68468380265676,0,-236.59476237466654,-230.15850779569891,-13.937414605453261,0,-269.96380751265582,0,0,0,-291.4929061932113,0,0,0,-269.96380751265582,0,0,0,-1228.4504384650907]
[null,null,524,1886400,7,8.425806451612905,0,442.8,195,0,4.7199240986717284,8.425806451612905,8.425806451612905,8.425806451612905,8.425806451612905,8.425806451612905,8.425806451612905,8.425806451612905,8.425806451612905,18.470983870967743,-3584.2497457707377,0,-247.33134112903221,-602.83302723528436,-1532.1929349338845,-1201.8924424725367,-614.55131357336199,0,-222.56243045889602,3777.4783385104879,0,0,18.490777867084383,7.3151512925076156,3446.1797705438976,0,-5.6843418860808015E-14,0,-605.66203115623034,0,-397.6118785644835,-247.33134112903221,-21.819160542024257,0,-381.68652243449054,0,0,0,-382.0756152569237,0,0,0,-381.68652243449054,0,0,0,-1228.4504384650907]
[null,null,525,1890000,7,7.7548387096774185,0,492,195,0,4.0489563567362419,7.7548387096774185,7.7548387096774185,7.7548387096774185,7.7548387096774185,7.7548387096774185,7.7548387096774185,7.7548387096774185,7.7548387096774185,18.470983870967743,-4097.4396563999271,0,-263.87732231182798,-635.9899871572469,-1988.108242605877,-1209.4641043249758,-655.66359001932381,0,-237.45142014196665,4299.1450586207702,0,0,18.4851346157884,5.229607940447857,3980.4025164646155,0,3.4106051316484809E-13,0,-638.01244448956345,0,-511.98500929077557,-263.87732231182798,-28.073035616327346,0,-490.47240046089706,0,0,0,-490.47319264173666,0,0,0,-490.47240046089706,0,0,0,-1228.4504384650907]
[null,null,526,1893600,7,6.8967741935483859,0,410,0,0,3.1908918406072093,6.8967741935483859,6.8967741935483859,6.8967741935483859,6.8967741935483859,6.8967741935483859,6.8967741935483859,6.8967741935483859,6.8967741935483859,17.665677071078605,-4479.0265745047018,0,-284.95174704301076,-667.73612886624437,-2311.4616067104735,-1214.877091884973,-708.02782069963484,0,-256.41535397778472,0,0,0,18.481100250591115,3.7386512072311002,4511.2712995405,0,-5025.1144313082232,0,-669.18198534977864,0,-592.59471113662289,-284.95174704301076,-32.492965806451615,0,-567.6931956989248,0,0,0,-567.6931956989248,0,0,0,-567.6931956989248,0,0,0,-1228.4504384650907]
[null,null,527,1897200,7,6.5419354838709678,0,410,0,0,2.8360531309297912,6.5419354838709678,6.5419354838709678,6.5419354838709678,6.5419354838709678,6.5419354838709678,6.5419354838709678,6.5419354838709678,6.5419354838709678,17,-1357.3969492587701,0,-257.64551075268815,-556.6867922315032,-743.3880693850474,200.32342311046864,-640.17922818257205,0,-231.8436911722668,1425.8774882647363,0,0,18.064882466113453,393.54238034887271,634.29797083379344,0,-5.6843418860808015E-14,0,-708.88226879063893,0,-636.81002303635603,-257.64551075268815,-34.917365806451613,0,-610.05052903225794,0,0,0,-610.05052903225794,0,0,0,-610.05052903225794,0,0,0,-1228.4504384650907]
[null,null,528,1900800,8,6.3709677419354849,0,410,0,0,2.6650853889943082,6.3709677419354849,6.3709677419354849,6.3709677419354849,6.3709677419354849,6.3709677419354849,6.3709677419354849,6.3709677419354849,6.3709677419354849,17,-2328.0474433749723,0,-303.2983709677419,-548.63773842615899,-1412.1031088737243,-64.008225107347357,-753.61420607688422,0,-272.92466166505136,2663.2425254752411,0,0,17.761285389426675,281.34378564166661,2097.7767555639875,0,-1.7053025658242404E-13,0,-657.44241530676777,0,-679.4113634490875,-303.2983709677419,-37.253269032258075,0,-650.86171182795704,0,0,0,-650.86171182795704,0,0,0,-650.86171182795704,0,0,0,-1085.4398856191851]
[]
[null,null,576,2073600,8,6.3709677419354849,0,410,0,0,2.6650853889943082,6.3709677419354849,6.3709677419354849,6.3709677419354849,6.3709677419354849,6.3709677419354849,6.3709677419354849,6.3709677419354849,6.3709677419354849,17,-1639.0663415303447,0,-261.90625,-514.69324135139482,-1046.9275932265555,184.46074304760555,-650.76600982244111,0,-235.67774017755886,1755.6831714343007,0,0,17.973652132982991,359.82692009604403,991.45563264317479,0,5.6843418860808015E-14,0,-653.84986670461728,0,-675.72464993295307,-261.90625,-37.051120322580644,0,-647.32991827956971,0,0,0,-647.32991827956971,0,0,0,-647.32991827956971,0,0,0,-1121.9075765948905]
[null,null,577,2077200,8,6.0096774193548379,0,410,0,0,2.3037950664136613,6.0096774193548379,6.0096774193548379,6.0096774193548379,6.0096774193548379,6.0096774193548379,6.0096774193548379,6.0096774193548379,6.0096774193548379,17,-2721.2996668218275,0,-270.76302150537634,-565.98566198398532,-1696.567240213247,-187.9837431192193,-672.77268531209779,0,-243.64755339757974,2970.4793313756604,0,0,17.696064745933278,257.24057415584446,2371.0890584653139,0,1.9895196601282805E-13,0,-665.46885294117635,0,-724.40312188553798,-270.76302150537634,-39.72024290322581,0,-693.96286451612889,0,0,0,-693.96286451612889,0,0,0,-693.96286451612889,0,0,0,-1121.9075765948905]
[null,null,578,2080800,8,5.3419354838709676,0,410,0,0,1.636053130929791,5.3419354838709676,5.3419354838709676,5.3419354838709676,5.3419354838709676,5.3419354838709676,5.3419354838709676,5.3419354838709676,5.3419354838709676,17,-2906.4875080621769,0,-287.09695967741936,-611.03273903200704,-1765.1820178773933,-243.17579147535685,-713.35809237629303,0,-258.34573504306195,3284.2898281280368,0,0,17.497617284570385,183.9015073534953,2875.3649252186465,0,2.2737367544323206E-13,0,-682.15335767235922,0,-658.456008072499,-287.09695967741936,-36.104251612903234,0,-630.78692473118281,0,0,0,-630.78692473118281,0,0,0,-630.78692473118281,0,0,0,-910.83874197662226]
[null,null,579,2084400,8,4.7645161290322573,0,410,0,0,1.0586337760910807,4.7645161290322573,4.7645161290322573,4.7645161290322573,4.7645161290322573,4.7645161290322573,4.7645161290322573,4.7645161290322573,4.7645161290322573,17,-3458.8221048264841,0,-301.36745430107527,-662.07925773377428,-2061.8494674427652,-433.52592534886929,-748.81640176917369,0,-271.18711597276189,3937.3542770473241,0,0,17.355747024037534,131.471345521096,3576.1458091795485,0,1.7053025658242404E-13,0,-712.92344907020879,0,-674.33639559999995,-301.36745430107527,-36.975000000000001,0,-646,0,0,0,-646,0,0,0,-646,0,0,0,-910.83874197662226]
[null,null,580,2088000,8,4.8322580645161297,0,410,0,0,1.1263757115749531,4.8322580645161297,4.8322580645161297,4.8322580645161297,4.8322580645161297,4.8322580645161297,4.8322580645161297,4.8322580645161297,4.8322580645161297,17,-3891.9528984200679,0,-299.96266935483868,-703.45784184168087,-2318.9249877170646,-569.60739950648349,-745.32589211497111,0,-269.92301272373862,4403.2128254528325,0,0,17.254323852960262,93.988977805945183,4118.6687295765496,0,1.7053025658242404E-13,0,-739.80639788741303,0,-697.14014073242151,-299.96266935483868,-38.225367741935493,0,-667.84550537634414,0,0,0,-667.84550537634414,0,0,0,-667.84550537634414,0,0,0,-910.83874197662226]
[null,null,581,2091600,8,4.4774193548387098,0,410,0,0,0.77153700189753316,4.4774193548387098,4.4774193548387098,4.4774193548387098,4.4774193548387098,4.4774193548387098,4.4774193548387098,4.4774193548387098,4.4774193548387098,17,-4290.4883791243801,0,-308.5358333333333,-711.17443127006618,-2603.8859522876319,-666.89216223334836,-766.6278798065149,0,-277.63762019348502,4857.5610781836722,0,0,17.181816340866213,67.192800940708608,4567.0115558929738,0,3.979039320256561E-13,0,-737.16004519924104,0,-739.19552884510983,-308.5358333333333,-40.531335483870976,0,-708.13367741935497,0,0,0,-708.13367741935497,0,0,0,-708.13367741935497,0,0,0,-910.83874197662226]
[null,null,582,2095200,8,5.1193548387096772,15.141173524816264,328,0,0,1.5306040480708409,5.3171179571215115,5.2869790724867771,5.2361364071143255,5.1865284478890503,5.1750593214665574,5.1865284478890503,5.2361364071143255,5.2869790724867771,17,-4596.4821783110292,0,-293.12163172043006,-734.6578809203329,-2832.968137222651,-735.7345284476155,-728.3277686857316,0,-263.76706841104254,5208.7462098015603,0,0,17.130527541339688,48.230815844665642,4960.637008654181,0,5.6843418860808015E-14,0,-753.31028627450974,0,-775.93811863800443,-293.12163172043006,-42.545993548387102,0,-743.3323010752689,0,0,0,-743.3323010752689,0,0,0,-743.3323010752689,0,0,0,-910.83874197662226]
[null,null,583,2098800,8,6.6354838709677413,239.14075568627271,393.6,0,0,4.7352783048703353,9.6841606340108761,9.2195456037269885,8.4357652217379471,7.6710188232859364,7.4942130594131964,7.6710188232859364,8.4357652217379471,9.2195456037269885,18.778217741935482,-4599.8407999926112,0,-256.1081989247312,-704.32664214121871,-2865.6068080325444,-773.79915089411634,-636.35942516476541,0,-230.46033289975082,16097.175214620551,0,0,17.102457439055879,37.746272049779826,5213.2882515591518,0,11096.078709677407,0,-718.92433771305082,0,-772.32118465021938,-256.1081989247312,-42.347670967741934,0,-739.86735483870962,0,0,0,-739.86735483870962,0,0,0,-739.86735483870962,0,0,0,-910.83874197662226]
[null,null,584,2102400,8,8.0838709677419338,677.4404045817729,196.8,0,0,9.6058064516128994,16.910437757898379,15.565278557610512,13.296067871091196,11.081964609868299,10.570074368624876,11.081964609868299,13.296067871091196,15.56527855761051,18.778217741935482,-8526.0494883023312,0,-264.21069368279564,-738.71782085815073,-5047.2214155211568,-2475.8995582402285,-656.49192747546965,0,-237.75140615356261,9550.7738561182359,0,0,17.6126703922316,-431.08134575189894,10242.07060517737,0,-4.8316906031686813E-13,0,-572.00482086485351,0,-794.39471858133334,-264.21069368279564,-43.558,0,-761.01333333333332,0,0,0,-761.01333333333332,0,0,0,-761.01333333333332,0,0,0,-910.83874197662226]
[null,null,585,2106000,8,10.219354838709675,983.59746355410357,123,0,0,14.202514231499045,23.201414015120598,21.222962284680435,17.885421413297571,14.628932198041703,13.876047235899861,14.628932198041703,17.885421413297571,21.222962284680435,18.778217741935482,-6922.1291892976233,0,-211.85329852150537,-540.66878059699229,-4217.0164521922889,-1952.5906579868367,-526.39799831643018,0,-190.63732402227959,7655.1010944793243,0,0,18.003118246606721,-286.94080972867641,8441.1266125652637,0,-3.4106051316484809E-13,0,-429.69955476112159,0,-742.36516603879602,-211.85329852150537,-40.80826729136961,0,-716.0117397270883,0,0,0,-719.66333508768275,0,0,0,-716.0117397270883,0,0,0,-910.83874197662226]
[null,null,586,2109600,8,12.02903225806452,1141.4525058924601,123,0,0,17.203719165085392,27.022848063143016,24.737806805638925,20.883066013949602,17.121936997260732,16.252381690866791,17.121936997260732,20.883066013949602,24.737806805638922,18.778217741935482,-4928.6820675673625,0,-167.11089798387079,-284.86493811545984,-2919.708075532676,-1556.9981559353564,-415.22526583007709,0,-150.3756355408901,5378.438290244072,0,0,18.29817618673431,-177.97855958376587,6350.8138634683637,0,3.694822225952521E-13,0,-216.03491358507293,0,-468.93342862611246,-167.11089798387079,-27.304070157842016,0,-523.94776505048469,0,0,0,-580.3019217754636,0,0,0,-523.94776505048469,0,0,0,-910.83874197662226]
[null,null,587,2113200,8,13.435483870967742,1366.1946205624367,123,0,0,20.46114168247944,31.554450326874402,28.793139501576938,24.134957754594467,19.589899220085815,18.539103103011268,19.589899220085815,24.134957754594467,28.793139501576938,18.778217741935482,-3453.7373397266133,0,-132.27620712365584,-112.24836619713747,-1741.7211048648171,-1467.4916615410029,-328.67050520676116,0,-119.02945261581931,3669.2578597109868,0,0,18.522502770395342,-95.187899959484071,4717.5468328900179,0,-2.2737367544323206E-13,0,-75.436148452877674,0,-126.18613804218559,-132.27620712365584,-11.549080872776141,0,-338.23981883201049,0,0,0,-502.17198989061927,0,0,0,-338.23981883201049,0,0,0,-1121.9075765948905]
[null,null,588,2116800,8,13.890322580645163,1272.7578696974067,123,0,0,20.069272612270712,30.579720714892893,28.036274550458149,23.745618681854086,19.559160717462444,18.591271362489788,19.559160717462444,23.745618681854086,28.036274550458145,18.778217741935482,-1595.4464048385526,0,-120.67347862903215,62.343186679587681,-290.50120739599498,-1246.6149054931132,-299.84087122322927,0,-108.58867530902849,1724.078144956223,0,0,18.687005023648254,-34.349465917186272,2599.8277369526431,0,4.2632564145606011E-14,0,75.627228236137483,0,274.07231319115277,-120.67347862903215,8.1795653525823866,0,-58.932561703954121,0,0,0,-301.40201927247102,0,0,0,-58.932561703954121,0,0,0,-1121.9075765948905]
[null,null,589,2120400,8,14.574193548387095,1208.5275943555077,123,0,0,20.274389626818465,30.455270911745714,28.035011955610109,23.952166232790326,19.96847177741509,19.047460390314829,19.96847177741509,23.952166232790326,28.035011955610109,18.778217741935482,-471.37413482950444,0,-103.91015336021505,63.013742352071333,665.52868105055063,-1096.0064048719114,-258.18855366095721,0,-93.504107387429883,511.49284583789472,0,0,18.799167343457501,7.1342351983159551,1062.4051394226319,0,0,0,60.254704494623546,0,519.2193342266462,-103.91015336021505,20.535508959472399,0,124.93716174313107,0,0,0,-155.97885081934291,0,0,0,124.93716174313107,0,0,0,-1121.9075765948905]
[null,null,590,2124000,8,15.287096774193547,946.04783401446753,123,0,0,18.886960784313722,27.622005953971986,25.742179180735711,22.571013268388686,19.476858622406382,18.761504647767666,19.476858622406382,22.571013268388686,25.742179180735711,18.957979088996616,103.0372478344932,0,-90.639424061700467,59.183517061874412,1351.5359946391964,-1217.0428398048771,-225.21438999350715,0,-81.562370633984571,0,0,0,18.882657978721287,-26.2041173524049,99.016638912247856,0,35.619744357619297,0,69.317490751633855,0,806.07512706459863,-90.639424061700467,34.616718427187863,0,322.39454247247943,0,0,0,-16.855381077565323,0,0,0,322.39454247247943,0,0,0,-1121.9075765948905]
[null,null,591,2127600,8,14.587096774193546,629.09490139557681,123,0,0,15.706012017710307,22.733210423036923,21.491751543061916,19.397477678146359,17.354062925276537,16.881635062888058,17.354062925276537,19.397477678146359,21.491751543061913,18.96061082381102,142.39686447989629,0,-107.53387248642697,-2.0458688481467835,1374.7000773215652,-1122.7234715070952,-267.19251304139277,0,-96.764930428895397,0,0,0,18.961447049710738,-0.22473061307931561,0,0,-3.628692062587433,0,-1.9589583031510642,0,750.03650870593776,-107.53387248642697,32.261935860823776,0,302.41250740742805,0,0,0,-11.419203706569681,0,0,0,302.41250740742805,0,0,0,-1121.9075765948905]
[null,null,592,2131200,8,13.370967741935484,261.23895116435193,147.59999999999997,0,0,11.638058191018342,16.70210450986205,16.194442881357656,15.33804522055183,14.502445042499478,14.309258218642844,14.502445042499478,15.33804522055183,16.194442881357656,18.911413350274735,238.83201875202462,0,-136.10285681053955,-138.32995336132376,1537.8612076538809,-1024.5963787299929,-338.17869200154587,0,-122.4728838079192,0,0,0,18.985541486228581,26.803458176454523,0,0,-7.7206163307550497,0,-148.69571139475849,0,741.23864749372649,-136.10285681053955,32.213717094088899,0,314.36676672569246,0,0,0,15.907681473268212,0,0,0,314.36676672569246,0,0,0,-1121.9075765948905]
[null,null,593,2134800,8,12.374193548387096,14.270990121663949,246,195,0,8.7742409867172668,12.553043769819835,12.525787190160564,12.479806817110635,12.434943070202122,12.424570783312756,12.434943070202122,12.479806817110635,12.525787190160564,18.778217741935482,-77.625282158696336,0,-157.44968830645155,-309.65609144180934,1297.3672828616309,-907.88678527206639,-391.21977962334444,0,-141.68194432826832,107.01843580197668,0,0,18.953152849704498,64.640501887476077,8.5571763136314534,0,0,0,-334.65464936348684,0,553.23866837310629,-157.44968830645155,23.76186547762498,0,221.41911062009044,0,0,0,-11.308813365146852,0,0,0,221.41911062009044,0,0,0,-1142.5671249449572]
[null,null,594,2138400,8,11.167741935483871,0,246,195,0,7.4618595825426945,11.167741935483871,11.167741935483871,11.167741935483871,11.167741935483871,11.167741935483871,11.167741935483871,11.167741935483871,11.167741935483871,18.778217741935482,-1210.7979802043219,0,-187.10257809139779,-444.38614257689153,395.88061117946552,-975.18987071549827,-464.89916972974356,0,-168.36525583477246,1356.6325505135285,0,0,18.90375561593105,46.394177780004973,743.51020617370591,0,-8.5265128291212022E-14,0,-462.32826101033089,0,244.5697839232302,-187.10257809139779,9.0528708123279031,0,29.741997654937041,0,0,0,-124.53214823820184,0,0,0,29.741997654937041,0,0,0,-1143.6260845804393]
[null,null,595,2142000,8,10.151612903225804,0,368.99999999999994,195,0,6.4457305502846269,10.151612903225804,10.151612903225804,10.151612903225804,10.151612903225804,10.151612903225804,10.151612903225804,10.151612903225804,10.151612903225804,18.778217741935482,-2439.9109622714686,0,-212.22834959677419,-511.64384284701049,-698.58993803082853,-1017.4488317968551,-527.32989853542949,0,-190.97481573876408,2563.0983535450073,0,0,18.86796487585282,33.167323000654974,1951.8781053785988,0,-1.4210854715202004E-13,0,-524.47071177482587,0,-133.91703199270725,-212.22834959677419,-9.1521190577909017,0,-213.22245058155136,0,0,0,-277.27958331914505,0,0,0,-213.22245058155136,0,0,0,-1137.8643360171629]
[null,null,596,2145600,8,9.0290322580645164,0,442.8,195,0,5.3231499051233397,9.0290322580645164,9.0290322580645164,9.0290322580645164,9.0290322580645164,9.0290322580645164,9.0290322580645164,9.0290322580645164,9.0290322580645164,18.778217741935482,-3289.178424907198,0,-239.85622862903222,-562.71501949168885,-1450.7847475580725,-1035.8224292284042,-595.9776860459591,0,-215.83591048629887,3440.7106737458944,0,0,18.842378045037805,23.711347693561439,2970.6564687119094,0,0,0,-571.88495910246672,0,-390.70403142870344,-239.85622862903222,-21.545676290087286,0,-380.04703598053027,0,0,0,-384.39191848312726,0,0,0,-380.04703598053027,0,0,0,-1121.9075765948905]
[null,null,597,2149200,8,8.1161290322580637,0,492,195,0,4.4102466793168871,8.1161290322580637,8.1161290322580637,8.1161290322580637,8.1161290322580637,8.1161290322580637,8.1161290322580637,8.1161290322580637,8.1161290322580637,18.778217741935482,-3756.6135186876636,0,-262.44543561827953,-617.37512978769792,-1816.4277224594096,-1060.3652308222765,-652.10573987226405,0,-236.1629292406391,3941.7509249737823,0,0,18.824085997717038,16.951262826785054,3642.8985604443214,0,8.5265128291212022E-14,0,-623.93072748956331,0,-481.54837647314628,-262.44543561827953,-26.405689181680362,0,-461.38736995220955,0,0,0,-461.44334246645798,0,0,0,-461.38736995220955,0,0,0,-1121.9075765948905]
[null,null,598,2152800,8,7.3516129032258064,0,410,0,0,3.6457305502846298,7.3516129032258064,7.3516129032258064,7.3516129032258064,7.3516129032258064,7.3516129032258064,7.3516129032258064,7.3516129032258064,7.3516129032258064,18.034751536615772,-4113.7056781962528,0,-281.35172056451609,-661.79797560091788,-2092.6450812744756,-1077.9109007563438,-699.08273112401332,0,-253.17585089211568,0,0,0,18.811008997380259,12.118472350723165,4152.5856284819793,0,-4639.2291211949923,0,-666.48457802719781,0,-546.42949647526711,-281.35172056451609,-29.961649354838713,0,-523.4678967741936,0,0,0,-523.4678967741936,0,0,0,-523.4678967741936,0,0,0,-1121.9075765948905]
[null,null,599,2156400,8,6.6129032258064511,0,410,0,0,2.9070208728652744,6.6129032258064511,6.6129032258064511,6.6129032258064511,6.6129032258064511,6.6129032258064511,6.6129032258064511,6.6129032258064511,6.6129032258064511,17,-234.97967497559307,0,-255.73844892473116,-507.44877919323761,-177.22746822560748,705.43502136798315,-635.44069668031023,0,-230.12761138420601,187.22357666961128,0,0,18.361940573301816,503.32440637049802,9.4744375448650651,0,0,0,-702.1004907153698,0,-617.56366896899601,-255.73844892473116,-33.862055806451608,0,-591.61292903225797,0,0,0,-591.61292903225797,0,0,0,-591.61292903225797,0,0,0,-1121.9075765948905]
[null,null,600,2160000,9,8.2633333333333336,0,410,0,0,4.557450980392157,8.2633333333333336,8.2633333333333336,8.2633333333333336,8.2633333333333336,8.2633333333333336,8.2633333333333336,8.2633333333333336,8.2633333333333336,17.296693749999999,-1397.7261539953133,0,-261.90625,-514.69319099228812,-1046.9270113693719,425.80029836634696,-650.76600982244111,0,-235.67774017755886,3365.7118536822363,0,0,17.973652485335972,359.82705031307279,1018.2880506623154,0,1851.368999999996,0,-653.84986670461728,0,-675.72464993295307,-261.90625,-37.051120322580644,0,-647.32991827956971,0,0,0,-647.32991827956971,0,0,0,-647.32991827956971,0,0,0,-880.5684940351108]
[]
[null,null,648,2332800,9,8.2633333333333336,0,410,0,0,4.557450980392157,8.2633333333333336,8.2633333333333336,8.2633333333333336,8.2633333333333336,8.2633333333333336,8.2633333333333336,8.2633333333333336,8.2633333333333336,17.516353420016298,-138.26480380697569,0,-228.01814550828857,-418.09542612523245,-191.97145312159273,699.82022094813806,-566.56325963791141,0,-205.18334806012169,0,0,0,18.74775725750424,452.25429243155855,0,0,-47.757119073450241,0,-592.99668453993604,0,-563.23215809537896,-228.01814550828857,-30.882967583333329,0,-539.56449111111101,0,0,0,-539.56449111111101,0,0,0,-539.56449111111101,0,0,0,-942.10996008785469]
[null,null,649,2336400,9,7.6666666666666679,0,410,0,0,3.9607843137254912,7.6666666666666679,7.6666666666666679,7.6666666666666679,7.6666666666666679,7.6666666666666679,7.6666666666666679,7.6666666666666679,7.6666666666666679,17.296693749999999,-869.66407797592024,0,-237.13503704861105,-451.44110747943557,-648.91440297396707,467.82646952609343,-589.2162628773516,0,-213.38723168514824,873.91378641932783,0,0,18.347536449890121,388.35378611909209,251.61829241585065,0,-2.8421709430404007E-14,0,-601.6299880252692,0,-606.86216363344136,-237.13503704861105,-33.27527425000001,0,-581.36111333333338,0,0,0,-581.36111333333338,0,0,0,-581.36111333333338,0,0,0,-942.10996008785469]
[null,null,650,2340000,9,7.1266666666666678,0,410,0,0,3.4207843137254912,7.1266666666666678,7.1266666666666678,7.1266666666666678,7.1266666666666678,7.1266666666666678,7.1266666666666678,7.1266666666666678,7.1266666666666678,17.296693749999999,-1557.9470525288421,0,-250.46931760416658,-511.43435069296032,-1019.5862532642627,223.54286903254751,-622.34833418527899,0,-225.38615537722083,1718.047086919926,0,0,18.047942098497845,277.63445517141577,1171.0636779296367,0,-2.8421709430404007E-14,0,-618.80451036062072,0,-575.28419812439301,-250.46931760416658,-31.543801231020829,0,-551.11009047300763,0,0,0,-551.11009047300763,0,0,0,-551.11009047300763,0,0,0,-784.42189519446856]
[null,null,651,2343600,9,6.3099999999999987,0,410,0,0,2.6041176470588221,6.3099999999999987,6.3099999999999987,6.3099999999999987,6.3099999999999987,6.3099999999999987,6.3099999999999987,6.3099999999999987,6.3099999999999987,17.296693749999999,-2268.3844515343321,0,-270.48648704861114,-567.16478723892646,-1419.6304391688109,-11.102738077983645,-672.08557217521184,0,-243.39871238728827,2575.3876256933131,0,0,17.833761839429322,198.48111040351941,2147.7785113457612,0,1.9895196601282805E-13,0,-643.92380658284299,0,-587.08386826757919,-270.48648704861114,-32.190797012934866,0,-562.4139248236894,0,0,0,-562.4139248236894,0,0,0,-562.4139248236894,0,0,0,-731.69761355148512]
[null,null,652,2347200,9,6.16,0,410,0,0,2.4541176470588235,6.16,6.16,6.16,6.16,6.16,6.16,6.16,6.16,17.296693749999999,-2855.4803298343686,0,-274.45787593749992,-626.75732951957957,-1764.702748325602,-189.56237605168724,-681.95339663787877,0,-246.97238792462113,3232.5117981359758,0,0,17.680644188307131,141.89431626089259,2860.2800315631785,0,8.5265128291212022E-14,0,-681.63241836062093,0,-610.55735078423231,-274.45787593749992,-33.477887583333334,0,-584.90102444444426,0,0,0,-584.90102444444426,0,0,0,-584.90102444444426,0,0,0,-704.71627129411581]
[null,null,653,2350800,9,6.28,0.17118029878530422,410,0,0,2.5753758169934642,6.2815113160493237,6.2814422096595637,6.2811989149338556,6.2808029685089961,6.2806072925445644,6.2808029685089961,6.2811989149338556,6.2814422096595637,17.296693749999999,-3338.2565575267422,0,-271.61080093749996,-649.88267483602465,-2080.3387610074651,-336.4243207457526,-674.87918730757372,0,-244.41043225492623,3746.078359104456,0,0,17.571186430890403,101.44256889071545,3450.8393715006946,0,-1.9895196601282805E-13,0,-689.11377391617634,0,-644.88944743237448,-271.61080093749996,-35.360374249999992,0,-617.79044666666653,0,0,0,-617.79044666666653,0,0,0,-617.79044666666653,0,0,0,-704.71627129411581]
[null,null,654,2354400,9,6.6733333333333356,82.200779476703104,328,0,0,3.6310098039215708,7.4704014177465732,7.4339547077869836,7.305641069448666,7.0968189249778098,6.9936194213365699,7.0968189249778098,7.305641069448666,7.4339547077869836,17.296693749999999,-3762.1664112680933,0,-262.02742871527772,-655.23715414110575,-2407.32174328888,-437.58008512283016,-651.06710606973081,0,-235.78678349276908,4233.9484303692552,0,0,17.495903525247062,73.580160871110465,3940.0464257512576,0,-2.8421709430404007E-13,0,-683.69296527674271,0,-696.42814073687259,-262.02742871527772,-38.186327583333338,0,-667.16342444444456,0,0,0,-667.16342444444456,0,0,0,-667.16342444444456,0,0,0,-704.71627129411581]
[null,null,655,2358000,9,8.0833333333333339,399.72554617127889,393.6,0,0,8.4974542483660116,13.032288868448214,12.805993084539086,12.009300175736179,10.712734012891534,10.071973499763731,10.712734012891534,12.009300175736179,12.805993084539086,19.296693749999999,-3845.2629206465458,0,-227.6886092708333,-612.66321617627284,-2513.6111092540946,-491.29998594534516,-565.74445144856634,0,-204.88681311393358,16585.438981281259,0,0,17.456291951846328,58.783517252165105,4321.4934515535615,0,12480,0,-635.39669005038104,0,-706.65337235642789,-227.6886092708333,-38.74699425,0,-676.95897999999988,0,0,0,-676.95897999999988,0,0,0,-676.95897999999988,0,0,0,-704.71627129411581]
[null,null,656,2361600,9,9.6733333333333356,800.60297297426257,196.8,0,0,13.673238562091505,18.929539609020324,18.506290614294301,17.016207737224029,14.591194263530051,13.39275725177211,14.591194263530051,17.016207737224029,18.506290614294301,19.296693749999999,-8099.0265700247455,0,-237.86905927083325,-594.52484313971502,-4851.870582587926,-2414.7620850262711,-591.04010905389976,0,-214.04774550860009,9055.9622777936856,0,0,18.023255684095069,-471.01610558557098,9941.3995520067165,0,1.1368683772161603E-13,0,-412.36778906824628,0,-699.2286190840681,-237.86905927083325,-38.340119008544981,0,-669.86490087248796,0,0,0,-669.90027200306895,0,0,0,-669.86490087248796,0,0,0,-704.71627129411581]
[null,null,657,2365200,9,11.533333333333331,1173.2840092216359,123,0,0,17.981133986928103,23.729956114584205,23.172253727940515,21.208816632533065,18.013449794632603,16.43430562647649,18.013449794632603,21.208816632533065,23.172253727940515,19.296693749999999,-6308.5923253409719,0,-192.13098427083338,-385.59903935717222,-3895.2729970992164,-1835.5893046137496,-477.39339552679036,0,-172.89009403570978,6971.073303023376,0,0,18.455427686419039,-311.48838691253098,7859.6053262243513,0,2.8421709430404007E-14,0,-265.13647711225468,0,-624.90243932951319,-192.13098427083338,-34.389177591792688,0,-608.49410436076278,0,0,0,-627.14943813991226,0,0,0,-608.49410436076278,0,0,0,-704.71627129411581]
[null,null,658,2368800,9,13.460000000000003,1318.3977153852434,123,0,0,22.361986928104574,28.604595867061384,27.912094556551224,25.474086769178051,21.506386834946813,19.545557130570369,21.506386834946813,25.474086769178051,27.912094556551224,19.296693749999999,-3920.5885702646165,0,-144.66603982638881,-138.22955904124652,-2240.1021505513427,-1397.5908208456387,-359.45587970746561,0,-130.17850985503418,4280.6718930013858,0,0,18.782075785997247,-190.84580621664679,5466.6284571306078,0,2.8421709430404007E-13,0,-64.423357023801685,0,-276.53205987218752,-144.66603982638881,-15.939216541655606,0,-326.23990387627828,0,0,0,-442.38239001383801,0,0,0,-326.23990387627828,0,0,0,-704.71627129411581]
[null,null,659,2372400,9,15.363333333333337,1617.6209302512186,123,0,0,25.014686274509803,31.408069039371821,30.674407963120416,28.09149383711565,23.887968212238146,21.810593903446225,23.887968212238146,28.09149383711565,30.674407963120416,19.296693749999999,-2422.6043199540431,0,-97.739287048610976,100.69827799400858,-1124.360566398731,-1301.2027445007097,-242.85562423773686,0,-87.951220324762716,2487.4248277407519,0,0,19.031250851493446,-98.908744724727086,3631.6655031318132,0,2.8421709430404007E-14,0,138.94946589885618,0,-29.540164410694437,-97.739287048610976,-3.0812201689816345,0,-143.72721590575333,0,0,0,-362.32439996095746,0,0,0,-143.72721590575333,0,0,0,-942.10996008785469]
[null,null,660,2376000,9,16.47,1306.1590113520051,123,0,0,26.347823529411759,32.786772594916719,32.04067236850846,29.413965191876283,25.139169210524081,23.026573228134467,25.139169210524081,29.413965191876283,32.04067236850846,19.296693749999999,-695.69721374050721,0,-70.132656493055563,250.55503733419999,187.21117162382825,-1063.3307662054799,-174.26063342983872,0,-63.109246132661355,646.75372266994088,0,0,19.208129949619195,-33.389135866982379,1482.5942888009122,0,2.8421709430404007E-14,0,263.46768842064267,0,276.28786550153751,-70.132656493055563,13.216322862641519,0,112.00856091076395,0,0,0,-177.11530026326298,0,0,0,112.00856091076395,0,0,0,-942.10996008785469]
[null,null,661,2379600,9,17.146666666666668,1260.5542569069717,123,0,0,26.447996732026144,32.770954247783344,32.056518569163259,29.541289035850415,25.4479157063688,23.424978450881756,25.4479157063688,29.541289035850415,32.056518569163259,19.567728189987992,20.464849920282177,0,-59.755690900254756,295.68326192580275,1014.9568497924439,-1230.4195708977097,-148.47668786576094,0,-53.77147813051716,0,0,0,19.34638968549735,-79.412182408242558,113.58935192238616,0,51.001651937919824,0,326.39450307728731,0,585.58789467054612,-59.755690900254756,29.706684038738839,0,371.26335516089188,0,0,0,11.97815868119676,0,0,0,371.26335516089188,0,0,0,-942.10996008785469]
[null,null,662,2383200,9,17.626666666666665,1056.8964647846597,123,0,0,24.843964052287578,30.747610343683817,30.147642489062719,28.035406339412351,24.597878668067871,22.899059080065378,24.597878668067871,28.035406339412351,30.147642489062719,19.946636005339442,98.716156409636596,0,-57.223400828495556,263.20937797580194,1366.0442148446291,-1473.3140355822989,-142.18463372153292,0,-51.492783362498919,0,0,0,19.545632048953738,-146.31518810861897,0,0,40.767165414990565,0,319.79415993064492,0,765.70664393640311,-57.223400828495556,39.434231284078038,0,532.07153946778794,0,0,0,150.54989206634963,0,0,0,532.07153946778794,0,0,0,-942.10996008785469]
[null,null,663,2386800,9,17.193333333333332,758.00691904920416,123,0,0,21.056349673202611,26.285108422853913,25.869378203333813,24.40576579242056,22.023831289751286,20.846683822923502,22.023831289751286,24.40576579242056,25.869378203333813,20.199663858599163,198.69872008547236,0,-73.828312152029312,166.68222960863062,1632.5761376810124,-1526.7313350521413,-183.44333558707274,0,-66.434801647970133,0,0,0,19.760931258130803,-161.02848301869574,0,0,25.240361553453042,0,228.95711520265249,0,854.71585677209441,-73.828312152029312,44.269802256896938,0,613.78999935992067,0,0,0,225.54447988822497,0,0,0,613.78999935992067,0,0,0,-942.10996008785469]
[null,null,664,2390400,9,16.630000000000003,405.7228540623197,147.59999999999997,0,0,16.938686274509802,21.452307250181569,21.231802581734357,20.455497770945765,19.192111918504342,18.567749051195907,19.192111918504342,20.455497770945765,21.231802581734357,20.287970235615763,226.35767333639365,0,-89.924689328205844,-6.4771384705673682,1759.6131109421499,-1436.8536098069831,-223.43846799623597,0,-80.919212760446143,0,0,0,19.942524993404096,-127.67854179935917,0,0,3.2505890521675553,0,42.90025386593922,0,838.50402195874688,-89.924689328205844,43.488514668857327,0,606.76041710593677,0,0,0,234.61403774268538,0,0,0,606.76041710593677,0,0,0,-973.31074297447219]
[null,null,665,2394000,9,14.9,83.526121454100362,246,0,0,11.846101307189542,15.683163976759461,15.647353045585666,15.52127771872386,15.316098281361711,15.214698996593242,15.316098281361711,15.52127771872386,15.647353045585666,20.161512908408831,205.95068637057057,0,-129.05913507362442,-169.89752405561021,1688.4355621393265,-1183.5282166395214,-320.67695353966553,0,-116.13455312128721,0,0,0,20.041606948172575,-45.460824631602499,0,0,-18.627234872349106,0,-152.31636325802484,0,688.05985121287358,-129.05913507362442,35.632952910561194,0,493.72041597883612,0,0,0,180.43747310724356,0,0,0,493.72041597883612,0,0,0,-1018.4805846621894]
[null,null,666,2397600,9,13.733333333333331,0.34236059757060844,246,195,0,10.029967320261434,13.736355965431978,13.736217752652458,13.735731163201041,13.734939270351322,13.734547918422459,13.734939270351322,13.735731163201041,13.736217752652458,19.845313114628048,-35.28986708378693,0,-150.33288342189931,-356.17107245036857,1274.4336012477115,-803.2195124592306,-373.53644935762952,0,-135.27784938026349,0,0,0,20.034518449272873,67.645473843479095,0,0,-38.44937848642391,0,-382.33174952801926,0,391.2017117583739,-150.33288342189931,19.992821603730604,0,259.65496505858289,0,0,0,41.664485819447201,0,0,0,259.65496505858289,0,0,0,-1048.8095421677881]
[null,null,667,2401200,9,12.360000000000003,0,368.99999999999994,195,0,8.6541176470588255,12.360000000000003,12.360000000000003,12.360000000000003,12.360000000000003,12.360000000000003,12.360000000000003,12.360000000000003,12.360000000000003,19.441309989147555,-193.68151954072482,0,-174.17220092770833,-386.9382023880234,791.32681758727153,-423.89793381226468,-432.77068882364296,0,-156.72978677062508,0,0,0,19.922576340628336,175.12834688000305,0,0,-46.102792353496007,0,-454.66595813516125,0,79.042039364970321,-174.17220092770833,3.5553287790553383,0,14.22028481597448,0,0,0,-102.24845503789406,0,0,0,14.22028481597448,0,0,0,-1059.7095183772324]
[null,null,668,2404800,9,10.949999999999998,0,442.8,195,0,7.2441176470588209,10.949999999999998,10.949999999999998,10.949999999999998,10.949999999999998,10.949999999999998,10.949999999999998,10.949999999999998,10.949999999999998,19.296693749999999,-1476.265019602281,0,-205.16672593750002,-435.47213039717678,-398.08794947036893,-437.53821379723524,-509.78367865097243,0,-184.62037591152773,1366.7475752672913,0,0,19.749528529054189,167.35149889748965,519.78345398756278,0,-1.1368683772161603E-13,0,-500.19232928658226,0,-278.31412766983664,-205.16672593750002,-15.395766515129885,0,-277.30778601458167,0,0,0,-297.55002458437758,0,0,0,-277.30778601458167,0,0,0,-1045.1155911263479]
[null,null,669,2408400,9,10.413333333333334,0,492,195,0,6.7074509803921574,10.413333333333334,10.413333333333334,10.413333333333334,10.413333333333334,10.413333333333334,10.413333333333334,10.413333333333334,10.413333333333334,19.296693749999999,-2287.7611157329093,0,-218.75435371527772,-512.31365215566041,-983.08996979645588,-573.60314006551494,-543.5452491056559,0,-196.84727545684393,2222.3339100308131,0,0,19.620425722389783,119.63973026459601,1799.1192259030477,0,-1.1368683772161603E-13,0,-558.58217791617653,0,-386.04867625239439,-218.75435371527772,-21.170248935302354,0,-370.02786377369978,0,0,0,-370.40927247328773,0,0,0,-370.02786377369978,0,0,0,-1007.9607288377067]
[null,null,670,2412000,9,9.7233333333333327,0,410,0,0,6.0174509803921561,9.7233333333333327,9.7233333333333327,9.7233333333333327,9.7233333333333327,9.7233333333333327,9.7233333333333327,9.7233333333333327,9.7233333333333327,18.797707098601219,-2816.0779027319668,0,-235.69985927083331,-551.10132423085133,-1379.646917000307,-649.62980222997521,-585.65023527842936,0,-212.09577928407074,0,0,0,19.528130015046322,85.530545899400082,2595.9580968892333,0,-3113.6767047283997,0,-584.17873302728754,0,-448.44220707871091,-235.69985927083331,-24.588849305238323,0,-429.59877978952051,0,0,0,-429.59997881089623,0,0,0,-429.59877978952051,0,0,0,-960.1524154210083]
[null,null,671,2415600,9,8.8899999999999988,0,410,0,0,5.1841176470588222,8.8899999999999988,8.8899999999999988,8.8899999999999988,8.8899999999999988,8.8899999999999988,8.8899999999999988,8.8899999999999988,8.8899999999999988,17.959601858768671,-144.98596465784544,0,-223.43575539977098,-446.92589587167538,-120.68789194760143,646.06357856120235,-555.17726283039042,0,-201.05985980664389,0,0,0,19.15190471303271,437.44752869276169,0,0,-53.775558602118053,0,-616.10090324950977,0,-528.2477621887482,-223.43575539977098,-28.964714250000007,0,-506.05018000000013,0,0,0,-506.05018000000013,0,0,0,-506.05018000000013,0,0,0,-942.10996008785469]
[null,null,672,2419200,10,9.3870967741935463,0,410,0,0,5.6812144212523696,9.3870967741935463,9.3870967741935463,9.3870967741935463,9.3870967741935463,9.3870967741935463,9.3870967741935463,9.3870967741935463,9.3870967741935463,18.003801998230628,144.22699750395032,0,-228.01862909687014,-418.09623836891819,-191.97002723628952,982.31189220602823,-566.56446122440138,0,-127.21394559633418,2681.0963892067352,0,0,18.747777739170065,452.25461153829616,44.684939820112248,0,2993.799591428246,0,-592.99762019244486,0,-563.23215809537896,-228.01862909687014,-30.882967583333329,0,-539.56449111111101,0,0,0,-539.56449111111101,0,0,0,-539.56449111111101,0,0,0,-659.61944736177338]
[]
[null,null,720,2592000,10,9.3870967741935463,0,410,0,0,5.6812144212523696,9.3870967741935463,9.3870967741935463,9.3870967741935463,9.3870967741935463,9.3870967741935463,9.3870967741935463,9.3870967741935463,9.3870967741935463,19.361409711856886,28.750128118503994,0,-245.64769033889726,-95.212882182533377,-217.43167161553538,587.04237225547001,-694.3659054670436,0,-137.04938073880638,0,0,0,20.329415098195199,355.54143140024911,0,0,-37.123726687096877,0,-232.71217143445182,0,-459.71673030152044,-245.64769033889726,-25.207042380938805,0,-440.39890136812625,0,0,0,-440.39890136812625,0,0,0,-440.39890136812625,0,0,0,-703.7672819462133]
[null,null,721,2595600,10,9.2290322580645174,0,410,0,0,5.5231499051233408,9.2290322580645174,9.2290322580645174,9.2290322580645174,9.2290322580645174,9.2290322580645174,9.2290322580645174,9.2290322580645174,9.2290322580645174,19.015265179223707,8.0817851224979904,0,-241.30813876486579,-102.0169634538583,-308.07559764603025,659.48248498725229,-682.09940846124539,0,-134.62830014535714,0,0,0,20.002170177987125,362.58924659612239,0,0,-36.05667688798215,0,-242.24186917301913,0,-490.80437114114801,-241.30813876486579,-26.911630072698316,0,-470.18020356898211,0,0,0,-470.18020356898211,0,0,0,-470.18020356898211,0,0,0,-656.91458911099198]
[null,null,722,2599200,10,8.9774193548387107,0,410,0,0,5.271537001897534,8.9774193548387107,8.9774193548387107,8.9774193548387107,8.9774193548387107,8.9774193548387107,8.9774193548387107,8.9774193548387107,8.9774193548387107,18.659212344093678,-10.252252838219192,0,-238.70077061895788,-95.759408349655956,-400.46031665262308,724.66824278301772,-674.72922907538782,0,-133.1736225570526,0,0,0,19.668298095457356,370.70386448021134,0,0,-37.451239990448272,0,-239.12249739450937,0,-523.54842339755305,-238.70077061895788,-28.707041591460147,0,-501.54831286229216,0,0,0,-501.54831286229216,0,0,0,-501.54831286229216,0,0,0,-621.18932784213655]
[null,null,723,2602800,10,8.4290322580645167,0,410,0,0,4.7231499051233401,8.4290322580645167,8.4290322580645167,8.4290322580645167,8.4290322580645167,8.4290322580645167,8.4290322580645167,8.4290322580645167,8.4290322580645167,18.289293574202372,-7.3488438210183631,0,-242.98386454340633,-89.967060644739121,-472.53145397861476,798.13353534574185,-686.83613871881676,0,-135.563204845337,0,0,0,19.326027843784779,380.83519310178366,0,0,-38.912994283388457,0,-237.24825982139203,0,-553.41570057710476,-242.98386454340633,-30.344714688922615,0,-530.160532496119,0,0,0,-530.160532496119,0,0,0,-530.160532496119,0,0,0,-584.50629365957116]
[null,null,724,2606400,10,8.0290322580645164,0,410,0,0,4.3231499051233397,8.0290322580645164,8.0290322580645164,8.0290322580645164,8.0290322580645164,8.0290322580645164,8.0290322580645164,8.0290322580645164,8.0290322580645164,17.962340808155929,10.343550455135073,0,-244.82425573726849,-95.405091450907378,-461.38089144533092,811.95378908864188,-692.03832440180304,0,-136.5899780793454,0,0,0,18.981708462721993,374.7347374339314,0,0,-33.550014592081965,0,-240.3270485129662,0,-543.63919516311171,-244.82425573726849,-29.808652435659898,0,-520.79484715175897,0,0,0,-520.79484715175897,0,0,0,-520.79484715175897,0,0,0,-548.53805271844101]
[null,null,725,2610000,10,8.380645161290321,19.481422390792044,410,0,0,4.8228209993674875,8.5037311187754927,8.5212600757306785,8.5180170332140097,8.482444461893893,8.4488375512556733,8.482444461893893,8.5180170332140097,8.5212600757306785,17.903576612903223,-676.99829529190652,0,-234.88471458333328,-131.18228292301058,-836.39313425712271,525.46183647155999,-663.94248322471913,0,-131.0446055252807,773.46794091354423,0,0,18.676523784359233,285.64393332572024,339.65387801419354,0,-5.6843418860808015E-14,0,-241.6499650064365,0,-537.76509772242605,-234.88471458333328,-29.486565782341859,0,-515.16758608229452,0,0,0,-515.16758608229452,0,0,0,-515.16758608229452,0,0,0,-511.58170961774476]
[null,null,726,2613600,10,8.7838709677419349,260.24927360488351,328,0,0,7.7162492093611634,10.977149361482656,11.289499229332131,11.23171119869793,10.59784074198387,9.9989965481442873,10.59784074198387,11.23171119869793,11.289499229332131,17.903576612903223,-1317.4300750593729,0,-224.96640275537624,-151.56272640537483,-1222.140328828609,281.23938292998713,-635.906650428479,0,-125.51107703119803,1503.2461549639672,0,0,18.466207767863747,207.79950947571859,1156.6878429074777,0,2.8421709430404007E-14,0,-231.92546991822152,0,-547.41441061263095,-224.96640275537624,-30.015653855361965,0,-524.41142367988709,0,0,0,-524.41142367988709,0,0,0,-524.41142367988709,0,0,0,-473.18637249673685]
[null,null,727,2617200,10,10.312903225806455,713.20703762416406,393.6,0,0,12.995196078431373,15.623616914471802,16.379927979941179,16.240002430040221,14.705174694118128,13.255158104031938,14.705174694118128,16.240002430040221,16.379927979941179,19.903576612903223,-1608.7894902305834,0,-187.73827641129014,-119.08994533638474,-1447.432444280252,145.47117579734339,-530.67487877172107,0,-104.74112126860093,14064.824521352388,0,0,18.340254062842419,161.02564101827363,1753.2203468170665,0,12480,0,-181.36373183757638,0,-551.5605981077465,-187.73827641129014,-30.242996296956704,0,-528.38338357901364,0,0,0,-528.38338357901364,0,0,0,-528.38338357901364,0,0,0,-439.1398811526189]
[null,null,728,2620800,10,12.690322580645159,1120.724892976152,196.8,0,0,19.330980392156857,21.291763635957672,22.516714825286499,22.290085893628206,19.804218442560547,17.45571446361868,19.804218442560547,22.290085893628206,22.516714825286495,19.903576612903223,-6061.6454658124512,0,-178.78343501344082,-239.29030333859296,-3795.7979028269947,-1847.7738246334234,-505.3624626567838,0,-99.745122867409606,6689.413028754474,0,0,18.850254698341153,-389.82991672587224,7538.9310868086677,0,3.1263880373444408E-13,0,-88.530555683190926,0,-522.44648578588806,-178.78343501344082,-28.594134417436958,0,-499.74533614009874,0,0,0,-503.36434543961246,0,0,0,-499.74533614009874,0,0,0,-432.47823439903698]
[null,null,729,2624400,10,15.025806451612901,1495.4145522733506,123,0,0,25.720044275774821,26.997130481100058,28.701994528119698,28.386576639664575,24.926793033671473,21.658189326960201,24.926793033671473,28.386576639664575,28.701994528119698,19.903576612903223,-4190.5625395246516,0,-121.19652909946234,-106.86071213891179,-2639.656536955426,-1322.8487613308519,-342.58306093377303,0,-67.616793945259118,4498.4011594363146,0,0,19.24199805685943,-245.24422372539047,5456.6086059359186,0,-2.1316282072803006E-13,0,-12.01689513965324,0,-386.93863650662439,-121.19652909946234,-20.28035377001925,0,-357.34938219578396,0,0,0,-421.89813375574988,0,0,0,-357.34938219578396,0,0,0,-432.47823439903698]
[null,null,730,2628000,10,17.148387096774194,1672.5630900244087,123,0,0,29.692865275142314,30.657880706807966,32.581799054724812,32.225853802714333,28.321530070257005,24.632950529616146,28.321530070257005,32.225853802714333,32.581799054724812,19.903576612903223,-2116.2304449748817,0,-68.787448454300986,49.025756345472416,-1174.4243740402667,-922.04437882578657,-194.43968255855859,0,-38.377227159183029,2110.4521724497868,0,0,19.540967831376445,-134.84640991644721,3189.0849227137346,0,-1.3500311979441904E-13,0,101.1751934691914,0,-130.9149202819919,-68.787448454300986,-4.8978493464628361,0,-92.942831420101939,0,0,0,-250.18299458483932,0,0,0,-92.942831420101939,0,0,0,-432.47823439903698]
[null,null,731,2631600,10,18.583870967741934,1807.4698104826907,123,0,0,32.214190385831756,32.996062414003312,35.048536056431956,34.668806714648738,30.503597956671008,26.568549313175183,30.503597956671008,34.668806714648738,35.048536056431956,19.903576612903223,-753.03559994164698,0,-33.120488776881672,152.19668124173722,-43.347084752676295,-828.76470765382624,-93.620819912219218,0,-18.47826238616771,523.29049055107726,0,0,19.765490583933328,-51.939013082301273,1557.0869412076052,0,-3.907985046680551E-14,0,172.28316555141791,0,71.844794250922746,-33.120488776881672,7.6455639243058044,0,121.59788639685434,0,0,0,-133.95075964743785,0,0,0,121.59788639685434,0,0,0,-640.19771209355849]
[null,null,732,2635200,10,19.883870967741935,1770.7846237513493,123,0,0,33.492030360531302,34.277640009182335,36.327490074171962,35.948246121975941,31.788361548192512,27.858342886387604,31.788361548192512,35.948246121975941,36.327490074171962,20.339995550852048,-151.99420975509474,0,-11.515103612003095,166.60788200017831,809.81430135707296,-1116.901289500343,-32.549442394774545,0,-6.4243951041876537,0,0,0,19.976464745162012,-131.30353628293048,54.512441252695631,0,66.437822992543374,0,217.38717611524885,0,388.64982241994085,-11.515103612003095,26.477279606915388,0,445.89004629555183,0,0,0,89.619202009001839,0,0,0,445.89004629555183,0,0,0,-640.19771209355849]
[null,null,733,2638800,10,20.848387096774189,1655.4452748274562,123,0,0,33.29716318785578,34.278320211262439,36.190908164305291,35.837059155237334,31.955728877597124,28.288872224918141,31.955728877597124,35.837059155237334,36.190908164305291,20.875193703277002,-78.216769476980744,0,-0.81269801569614031,148.28570519863314,1208.3974135572907,-1434.0871902172084,-12.412272855685522,0,-0.45341260740189521,0,0,0,20.275840021596533,-218.66942233264189,0,0,61.853262323718077,0,232.8521930857176,0,593.83682301149997,-0.81269801569614031,38.408287255621531,0,652.14098741338023,0,0,0,248.96507076943925,0,0,0,652.14098741338023,0,0,0,-640.19771209355849]
[null,null,734,2642400,10,21.28709677419355,1507.3597091213635,123,0,0,32.209996837444656,33.448515728152046,35.180451634679784,34.860025165758941,31.345302999782966,28.024796514964315,31.345302999782966,34.860025165758941,35.180451634679784,21.358339814868117,-2.7115975328194963,0,-1.7339147753679418,116.81171072833762,1494.2883539011366,-1612.0777473869257,-26.847719075556203,0,-0.967368941634274,0,0,0,20.627825833004625,-267.69525450383622,0,0,51.252230228623603,0,220.33806231393544,0,724.9085530081469,-1.7339147753679418,45.991214602708368,0,783.34415649761297,0,0,0,352.86031673304586,0,0,0,783.34415649761297,0,0,0,-640.19771209355849]
[null,null,735,2646000,10,20.483870967741932,1089.5614366853392,123,0,0,27.112839974699554,29.075594710621409,30.299162034927456,30.07278913294153,27.589730042767567,25.243879240981347,27.589730042767567,30.07278913294153,30.299162034927456,21.593069885138441,395.17498750655227,0,-26.937940579924547,103.08954623467443,1845.1248435205468,-1526.1014616687444,-417.10369588976477,0,-15.028954962955886,0,0,0,20.96424980105672,-231.83375444571345,0,0,18.687293392009103,0,192.74710410450263,0,773.41246474178752,-26.937940579924547,48.649434287078748,0,829.79091913865386,0,0,0,399.39888631160278,0,0,0,829.79091913865386,0,0,0,-684.41826533974518]
[null,null,736,2649600,10,18.79032258064516,731.39999204364585,147.59999999999997,0,0,22.068744465528145,24.596619203395541,25.423507385026589,25.270524321834831,23.592470180334374,22.007141555310088,23.592470180334374,25.270524321834831,25.423507385026589,21.814407563941579,257.67330464042243,0,-73.699766357432537,17.000026770624061,1827.6579463212561,-1513.2849020940253,-223.87241555128816,0,-41.117859996754341,0,0,0,21.233120902611017,-212.97201872425254,0,0,37.506412786278467,0,99.363145717977403,0,744.87351270034878,-73.699766357432537,46.673465268285035,0,796.59716653230134,0,0,0,394.55330004864828,0,0,0,796.59716653230134,0,0,0,-740.08011197601445]
[null,null,737,2653200,10,17.20645161290323,279.43251095908175,246,0,0,16.462463630613538,19.668778094633744,20.019443725301379,19.954566873113471,19.242939924155273,18.570635887818664,19.242939924155273,19.954566873113471,20.019443725301379,21.876000954430427,260.09176530455602,0,-114.4497818567323,-55.443300917541393,1798.1996526803823,-1368.2148046015525,-323.51220685127606,0,-63.852714053680401,0,0,0,21.445607383674499,-159.14376479953788,0,0,0.98787494663535824,0,6.1027036159702082,0,672.63497668703235,-114.4497818567323,42.164621262936791,0,719.59292225475554,0,0,0,355.32660169130281,0,0,0,719.59292225475554,0,0,0,-790.43598653185177]
[null,null,738,2656800,10,15.56774193548387,18.156155561486464,246,195,0,12.000907653383933,15.68333746463524,15.699799692302035,15.696754005991149,15.663346212859922,15.631784459612515,15.663346212859922,15.696754005991149,15.699799692302035,21.677421607194411,87.906138474379986,0,-150.03592713752641,-112.80604355451493,1340.1729563830093,-989.42484721658798,-424.10263355502622,0,-83.706591641072336,0,0,0,21.551999698283876,-47.94535644090351,0,0,-26.721828939905109,0,-94.264034518913391,0,419.74514170353979,-150.03592713752641,26.766895083099261,0,455.52506775409029,0,0,0,196.848125535642,0,0,0,455.52506775409029,0,0,0,-815.35700729053269]
[null,null,739,2660400,10,13.877419354838709,0,368.99999999999994,195,0,10.171537001897534,13.877419354838709,13.877419354838709,13.877419354838709,13.877419354838709,13.877419354838709,13.877419354838709,13.877419354838709,13.877419354838709,21.350958857648394,-49.461253245494618,0,-183.68869262391908,-143.69619924290953,866.9897981715942,-589.06615955026018,-519.22802612920987,0,-102.48181669486999,0,0,0,21.543022895767269,68.575268487050764,0,0,-40.600437193620095,0,-170.2164577683196,0,158.98554006511841,-183.68869262391908,11.255450836848858,0,188.44318586401079,0,0,0,13.44312196700854,0,0,0,188.44318586401079,0,0,0,-838.03185182962011]
[null,null,740,2664000,10,13.116129032258067,0,442.8,195,0,9.4102466793168915,13.116129032258067,13.116129032258067,13.116129032258067,13.116129032258067,13.116129032258067,13.116129032258067,13.116129032258067,13.116129032258067,20.937953857448719,-210.37563093087425,0,-192.68198373933319,-128.56365833364367,307.21699017696187,-196.34697903485926,-544.64912705577706,0,-107.49926659016887,0,0,0,21.429006882175617,178.67552182299747,0,0,-47.278502753822664,0,-197.66322054393572,0,-118.00519631406411,-192.68198373933319,-5.3784784679905338,0,-97.49838858768922,0,0,0,-172.78996425139681,0,0,0,-97.49838858768922,0,0,0,-845.0367467233151]
[null,null,741,2667600,10,12.222580645161285,0,492,195,0,8.5166982922201093,12.222580645161285,12.222580645161285,12.222580645161285,12.222580645161285,12.222580645161285,12.222580645161285,12.222580645161285,12.222580645161285,20.509995744873013,-304.92339855587392,0,-204.10511804249197,-102.80397747361438,-124.72956522287291,126.71526218310532,-576.93860220916315,0,-113.87235106812308,0,0,0,21.226830281748953,262.10622797708317,0,0,-47.448123856077032,0,-204.1688730173324,0,-329.42203481513411,-204.10511804249197,-17.995676534813921,0,-314.62407636292193,0,0,0,-319.24993537277095,0,0,0,-314.62407636292193,0,0,0,-824.87355312526779]
[null,null,742,2671200,10,11.209677419354838,0,410,0,0,7.5037950664136615,11.209677419354838,11.209677419354838,11.209677419354838,11.209677419354838,11.209677419354838,11.209677419354838,11.209677419354838,11.209677419354838,20.058518462643239,-55.311198995838367,0,-217.90224283872396,-85.152846509548468,-155.43610534319373,403.17999569562778,-615.93857423723489,0,-121.56990933415416,0,0,0,20.956591267962967,328.98029343133942,0,0,-49.222722469221381,0,-212.3800907340736,0,-413.72228816776146,-217.90224283872396,-22.684254216502076,0,-396.32530291178364,0,0,0,-396.38290924290595,0,0,0,-396.32530291178364,0,0,0,-791.19821539175098]
[null,null,743,2674800,10,10.277419354838711,0,410,0,0,6.5715370018975348,10.277419354838711,10.277419354838711,10.277419354838711,10.277419354838711,10.277419354838711,10.277419354838711,10.277419354838711,10.277419354838711,19.716708964681366,-1.1675051378978196,0,-232.43467255869348,-89.792528311237646,-174.45246338977927,495.5121591218126,-657.01701347361222,0,-129.6777018031342,0,0,0,20.649469282252429,342.62802516584338,0,0,-35.234195248800852,0,-222.2977886758357,0,-434.09011854570025,-232.43467255869348,-23.801892108976457,0,-415.84914949016331,0,0,0,-415.84914949016331,0,0,0,-415.84914949016331,0,0,0,-748.4147749131896]
[null,null,744,2678400,11,12.328033333333334,0,410,0,0,8.6221509803921563,12.328033333333334,12.328033333333334,12.328033333333334,12.328033333333334,12.328033333333334,12.328033333333334,12.328033333333334,12.328033333333334,19.407435189034661,305.23087432883449,0,-245.69025015056565,-95.21051948405875,-217.4619547168495,863.59359868030833,-694.48620817424523,0,-137.0731252968173,0,0,0,20.331381179814144,355.62994838885197,0,0,239.30148924662393,0,-232.74404109807259,0,-459.82511269299897,-245.69025015056565,-25.212985169954894,0,-440.50272940610847,0,0,0,-440.50272940610847,0,0,0,-440.50272940610847,0,0,0,-427.53742055329099]
[]
[null,null,792,2851200,11,12.328033333333334,0,410,0,0,8.6221509803921563,12.328033333333334,12.328033333333334,12.328033333333334,12.328033333333334,12.328033333333334,12.328033333333334,12.328033333333334,12.328033333333334,21.533463870671834,-2.3000185337003813,0,-226.69147399327755,-93.619488961754399,-209.72111808162049,527.73206250295209,-640.78286420621896,0,-126.47351207204264,0,0,0,22.416999955458042,324.44371001981392,0,0,-35.112684792148066,0,-219.09229069483726,0,-422.38530524916928,-226.69147399327755,-23.160097487681909,0,-404.63618599168387,0,0,0,-404.63618599168387,0,0,0,-404.63618599168387,0,0,0,-650.1758721341522]
[null,null,793,2854800,11,11.349533333333335,0,410,0,0,7.6436509803921586,11.349533333333335,11.349533333333335,11.349533333333335,11.349533333333335,11.349533333333335,11.349533333333335,11.349533333333335,11.349533333333335,21.169346170395745,23.829546298395144,0,-241.80909031359391,-94.830555804580229,-290.37507569221907,650.84426810878836,-683.51543511001148,0,-134.90778618261081,0,0,0,22.111609947560666,345.93749603947691,0,0,-38.656178954750231,0,-228.61569483516774,0,-467.3602246652236,-241.80909031359391,-25.626148046808229,0,-447.72120725458052,0,0,0,-447.72120725458052,0,0,0,-447.72120725458052,0,0,0,-605.09785340284952]
[null,null,794,2858400,11,10.75213333333333,0,410,0,0,7.0462509803921529,10.75213333333333,10.75213333333333,10.75213333333333,10.75213333333333,10.75213333333333,10.75213333333333,10.75213333333333,10.75213333333333,20.834525192335185,43.624838158385728,0,-248.42342033390582,-103.24522609435579,-315.08696934639079,710.3804539330381,-702.21198889106074,0,-138.5979891396801,0,0,0,21.793345866863188,352.27839182598893,0,0,-34.906748046366175,0,-239.48259315483045,0,-480.86199573089084,-248.42342033390582,-26.36647288825306,0,-460.6556182775247,0,0,0,-460.6556182775247,0,0,0,-460.6556182775247,0,0,0,-568.58258377754032]
[null,null,795,2862000,11,9.9452999999999996,0,410,0,0,6.239417647058823,9.9452999999999996,9.9452999999999996,9.9452999999999996,9.9452999999999996,9.9452999999999996,9.9452999999999996,9.9452999999999996,9.9452999999999996,20.469589594246106,62.720983855888221,0,-259.24494825358124,-102.66827769513171,-370.75025880555654,795.38446861015768,-732.80091900522484,0,-144.63543120963465,0,0,0,21.466313677801352,366.06438026884518,0,0,-38.650986090126089,0,-244.23712920472525,0,-510.70954797811498,-259.24494825358124,-28.003064434463703,0,-489.2489418435037,0,0,0,-489.2489418435037,0,0,0,-489.2489418435037,0,0,0,-533.62923943908777]
[null,null,796,2865600,11,9.5367333333333342,0,410,0,0,5.8308509803921575,9.5367333333333342,9.5367333333333342,9.5367333333333342,9.5367333333333342,9.5367333333333342,9.5367333333333342,9.5367333333333342,9.5367333333333342,20.099830617895289,54.857696825848961,0,-260.36603458696806,-106.02239728288743,-453.43405467715297,874.68018337285741,-735.96986444051424,0,-145.26089684105756,0,0,0,21.127547829010805,377.50550229889996,0,0,-38.867562156822878,0,-252.01589809757428,0,-544.76778078877783,-260.36603458696806,-29.870534685796898,0,-521.87600830357803,0,0,0,-521.87600830357803,0,0,0,-521.87600830357803,0,0,0,-495.87104876501928]
[null,null,797,2869200,11,9.6260000000000012,80.591684668121218,410,0,0,6.572856209150328,10.007844779967396,10.149810038346965,10.219380818958507,10.108460320086797,9.9493674476035583,10.108460320086797,10.219380818958507,10.149810038346965,19.76871347126167,16.405271309097316,0,-250.18818860051755,-107.92740858187733,-524.67760761351337,899.19847610500551,-707.20041322224324,0,-139.58257156238867,0,0,0,20.788040169342246,374.66335905482111,0,0,-33.827080932165615,0,-252.82176133251465,0,-559.66909769914264,-250.18818860051755,-30.687598982423665,0,-536.15115463544794,0,0,0,-536.15115463544794,0,0,0,-536.15115463544794,0,0,0,-461.03422318669186]
[null,null,798,2872800,11,10.587333333333335,386.49087859745993,328,0,0,11.776235294117647,13.450727573859842,14.515302826750897,15.037003221683705,14.20522776137048,13.012215211045133,14.20522776137048,15.037003221683705,14.515302826750895,19.465465383870566,-42.762028306036427,0,-219.3591858885201,-91.550843302489653,-647.17996206541716,915.32796295039043,-620.05687707407378,0,-122.3827528926293,0,0,0,20.468399559221492,368.68345767560959,0,0,-29.942650125667626,0,-234.13257615338728,0,-584.04874257477616,-219.3591858885201,-32.024375960736513,0,-559.506338624362,0,0,0,-559.506338624362,0,0,0,-559.506338624362,0,0,0,-423.19442707844456]
[null,null,799,2876400,11,12.434466666666669,612.03804027697674,393.6,0,0,17.916999346405227,17.809586998397361,19.80799155110746,20.787319636701305,19.225923331265495,16.986418227670491,19.225923331265495,20.787319636701305,19.807991551107456,20.582283333333333,-244.26839150350179,0,-170.3438618642727,-12.388003979566292,-854.70893744572413,793.17241178606128,-481.50654183215579,0,-95.036597938078316,7925.5514794398714,0,0,20.192963263758514,324.4600817264494,132.09252465733118,0,7912.9485346965994,0,-137.86713717736021,0,-586.57441980684268,-170.3438618642727,-32.162863096037235,0,-561.92588397674251,0,0,0,-561.92588397674251,0,0,0,-561.92588397674251,0,0,0,-384.79496109118764]
[null,null,800,2880000,11,15.170833333333336,721.97002815689905,196.8,0,0,24.148058823529414,22.590309988960396,25.348781430018789,26.70058407271868,24.545331218196399,21.454059802709637,24.545331218196399,26.70058407271868,25.348781430018786,20.582283333333333,-3354.4367975174737,0,-134.5164331388888,-59.84067175149908,-2497.4229516795913,-662.65674094749477,-380.23408552232365,0,-75.048105827676039,3587.648179782926,0,0,20.350475406841682,-86.029865169287646,3993.6008498452688,0,-8.5265128291212022E-14,0,-26.570160158438263,0,-542.79312594571729,-134.5164331388888,-29.337181560978834,0,-508.91817542208889,0,0,0,-523.04347492223746,0,0,0,-508.91817542208889,0,0,0,-350.32132599222996]
[null,null,801,2883600,11,17.653133333333336,1562.5813224678398,123,0,0,30.57270849673203,27.378840585625458,30.994740593774338,32.766730368255658,29.941550198458479,25.88940444480869,29.941550198458479,32.766730368255658,30.994740593774331,20.582283333333333,-1783.6452326151496,0,-73.223359083333236,48.868281154775985,-1323.4300315251958,-435.86012316139659,-206.97855518646514,0,-40.852067463534539,1707.2139302982439,0,0,20.497114414052341,-32.253745167493221,2595.5978079099391,0,-7.1054273576010019E-14,0,61.341840196198326,0,-337.47302832067294,-73.223359083333236,-15.309405182882022,0,-240.12109251175178,0,0,0,-346.28391449755895,0,0,0,-240.12109251175178,0,0,0,-318.76140562967669]
[null,null,802,2887200,11,19.898533333333329,1826.3196790457582,123,0,0,35.810539869281044,31.374779569192242,35.641508741816779,37.732440583773979,34.398753639658239,29.617258449011267,34.398753639658239,37.732440583773979,35.641508741816772,20.664585036069031,-265.08669973326687,0,-19.572764081395302,172.80259757644004,-93.98196819202245,-324.33456503628918,-55.325820630029554,0,-10.919847009354218,0,0,0,20.641379223707084,-6.0001217535086413,670.59409974869823,0,58.95611683925965,0,175.12303734427024,0,-87.589973759237068,-19.572764081395302,1.2350442832058581,0,73.272276112389221,0,0,0,-127.36085830147563,0,0,0,73.272276112389221,0,0,0,-302.55084476686278]
[null,null,803,2890800,11,21.560266666666667,1962.4311169582015,123,0,0,39.545737254901951,34.249466251381136,38.96715676905103,41.279084459982442,37.593051752295807,32.30618830056099,37.593051752295807,41.279084459982442,38.967156769051023,21.165395727016008,-366.68654106830701,0,9.3637069678292928,220.82325095533835,270.80066494565551,-867.67416393713017,143.01115984124201,0,5.2241087208685517,0,0,0,20.832338457574778,-119.38112458544003,0,0,79.191991857312658,0,266.99176559495521,0,107.08807518930735,9.3637069678292928,14.232791618052461,0,320.25050486869839,0,0,0,42.417199307617921,0,0,0,320.25050486869839,0,0,0,-434.25545507542103]
[null,null,804,2894400,11,23.122433333333333,1909.960019958075,123,0,0,39.749080392156856,35.016736305933726,39.438893903306898,41.605994217483371,38.150867714078629,33.195192200435365,38.150867714078629,41.605994217483371,39.438893903306891,21.947894129080833,-500.31994381163599,0,28.656606590279576,215.96924504419437,711.0150279025288,-1455.9608233486388,443.71530499894214,0,15.98781646127096,0,0,0,21.174966892824767,-281.41917588138909,0,0,87.589182503399599,0,324.80307775155887,0,373.00512218832381,28.656606590279576,31.419399930482268,0,642.83393254249165,0,0,0,278.40617088116119,0,0,0,642.83393254249165,0,0,0,-434.25545507542103]
[null,null,805,2898000,11,23.901799999999994,1789.8846468537001,123,0,0,39.584819607843137,35.244091436410052,39.461017839132737,41.527543586118277,38.232768613464842,33.50708472349627,38.232768613464842,41.527543586118277,39.46101783913273,22.674479924307466,-420.06379043682682,0,30.227441416389947,167.81881566112045,1211.1195591437345,-1829.2296066580716,468.03791457850588,0,16.864201416750785,0,0,0,21.630930596902363,-382.14842959053584,0,0,74.472781428709979,0,315.60788556077733,0,591.60171034738903,30.227441416389947,45.397678651734829,0,904.10962410191428,0,0,0,473.47950037323812,0,0,0,904.10962410191428,0,0,0,-441.8220116817011]
[null,null,806,2901600,11,24.107800000000001,1570.9042187043947,123,0,0,36.895518954248374,33.756372840301793,37.343595209518178,39.101531364477353,36.298757648577158,32.278749391142178,36.298757648577158,39.101531364477353,37.343595209518178,23.273724945106139,-213.48028986280156,0,20.712961432599105,138.31074195910821,1637.9020488139947,-2010.4060420685037,320.71689893019436,0,11.555974874781839,0,0,0,22.135656775225513,-417.81776534906822,0,0,60.157902469138826,0,299.89428946878803,0,724.64943318803887,20.712961432599105,54.076229904717948,0,1067.5787121849237,0,0,0,590.98114293889967,0,0,0,1067.5787121849237,0,0,0,-493.49926952865252]
[null,null,807,2905200,11,23.520699999999994,1245.1768686235278,123,0,0,33.22237973856209,31.363974312344915,34.280008582576315,35.709025672994258,33.430665603263172,30.162821951893893,33.430665603263172,35.709025672994258,34.280008582576315,23.578899265582887,92.364122955111498,0,-1.0877076917898936,103.59026275036743,1866.9419492270486,-1877.0803813305147,-16.841929580593071,0,-0.6068433429151473,0,0,0,22.605579634983982,-358.74787504398597,0,0,26.758323656348601,0,242.32958672989494,0,725.82902022200039,-1.0877076917898936,53.278895489609198,0,1046.2678186457842,0,0,0,598.31476119925901,0,0,0,1046.2678186457842,0,0,0,-574.62958478801158]
[null,null,808,2908800,11,22.325900000000001,573.55670911004029,147.59999999999997,0,0,27.326050326797386,27.418832034430196,29.312322400434962,30.240236767280802,28.760812164365063,26.638878778792559,28.760812164365063,30.240236767280802,29.312322400434958,23.684192593865991,564.56528286135358,0,-32.97353011538037,69.132329301706733,2144.7288717200754,-1616.322388045048,-510.55800783476741,0,-18.396272632772632,0,0,0,22.964297144480501,-266.0788160305969,0,0,4.4347431285064154,0,172.03355221998009,0,698.48794403935335,-32.97353011538037,51.150226446068125,0,1003.6874745687877,0,0,0,576.65295881370605,0,0,0,1003.6874745687877,0,0,0,-650.31090758778782]
[null,null,809,2912400,11,20.780899999999999,375.74075583374287,246,0,0,21.859586274509802,23.579819293099476,24.620423542455352,25.13037682794026,24.317330426418788,23.151180897738644,24.317330426418788,25.13037682794026,24.620423542455352,23.557855734316771,907.15356158589316,0,-67.893453839372398,12.70808887509267,2178.082629417223,-1215.7437028670499,-1051.2537303697136,0,-37.878458340348388,0,0,0,23.186603827670378,-138.53482443082817,0,0,-19.297798296744858,0,66.283954339937708,0,584.05137788339698,-67.893453839372398,42.979570053109803,0,844.70325036171084,0,0,0,480.6693092051118,0,0,0,844.70325036171084,0,0,0,-712.78659850319866]
[null,null,810,2916000,11,19.136333333333329,99.832350251589446,246,0,0,16.286761437908492,19.637265402041518,19.823505870147024,19.914773937387221,19.769260268281428,19.560550536184103,19.769260268281428,19.914773937387221,19.823505870147024,23.622797170933008,268.27516114035188,0,-109.83165428805732,-72.527751827581099,1608.6928393231142,-1158.0582720671239,-333.6276214257183,0,-61.276213038806013,0,0,0,23.311700879416545,-113.76261229292768,0,0,21.273337934593691,0,-28.532096322358434,0,434.78557741993279,-109.83165428805732,32.753412438923441,0,648.55887844934205,0,0,0,352.36894110315427,0,0,0,648.55887844934205,0,0,0,-745.03783263033972]
[null,null,811,2919600,11,17.714933333333331,0,368.99999999999994,195,0,14.009050980392153,17.714933333333331,17.714933333333331,17.714933333333331,17.714933333333331,17.714933333333331,17.714933333333331,17.714933333333331,17.714933333333331,23.425529617977041,-91.060527068283022,0,-140.28513142509655,-135.67870065620193,1010.6956561269737,-825.79235111395826,-396.54031418395971,0,-78.266522116072963,0,0,0,23.377946122138724,-19.128587237359529,0,0,-26.046369730046266,0,-128.28106168295565,0,211.08885119147217,-140.28513142509655,17.391929404109387,0,353.66835188335529,0,0,0,160.35167701286463,0,0,0,353.66835188335529,0,0,0,-756.34512809980947]
[null,null,812,2923200,11,16.139033333333334,0,442.8,195,0,12.433150980392156,16.139033333333334,16.139033333333334,16.139033333333334,16.139033333333334,16.139033333333334,16.139033333333334,16.139033333333334,16.139033333333334,23.105950655289764,-181.07888818876683,0,-171.23520383073139,-132.77168035211329,552.24271734595686,-429.31472135187897,-484.02607487057765,0,-95.533886816964753,0,0,0,23.346214401113059,86.572121693196578,0,0,-37.496728183112594,0,-166.25189995680034,0,4.6012079385370175,-171.23520383073139,3.4642158883671317,0,88.024338559454918,0,0,0,-18.70720195228526,0,0,0,88.024338559454918,0,0,0,-743.61882376322683]
[null,null,813,2926800,11,15.036933333333332,0,492,195,0,11.331050980392156,15.036933333333332,15.036933333333332,15.036933333333332,15.036933333333332,15.036933333333332,15.036933333333332,15.036933333333332,15.036933333333332,22.680853117991759,-295.14520548489963,0,-188.1691675582517,-113.19198975055296,46.561459932576668,-40.345508108671652,-531.8928675140736,0,-104.9815198849097,0,0,0,23.217621108868951,195.38184333134654,0,0,-50.457749552536441,0,-188.75242298891396,0,-217.49247562627468,-188.1691675582517,-11.315017459214248,0,-192.46096595236463,0,0,0,-212.74645987208257,0,0,0,-192.46096595236463,0,0,0,-749.68835075450954]
[null,null,814,2930400,11,13.790633333333334,0,410,0,0,10.084750980392158,13.790633333333334,13.790633333333334,13.790633333333334,13.790633333333334,13.790633333333334,13.790633333333334,13.790633333333334,13.790633333333334,22.246084571660646,-34.475630689853404,0,-208.10438553998807,-94.09935365755814,-5.1366790405124902,272.8647875482053,-588.2432271102673,0,-116.10358366462955,0,0,0,23.001211757355314,276.22635187833117,0,0,-47.979422919752466,0,-200.92495456246087,0,-315.58245655018692,-208.10438553998807,-17.294465758033333,0,-302.07525900579037,0,0,0,-302.38933708819042,0,0,0,-302.07525900579037,0,0,0,-729.98779237537133]
[null,null,815,2934000,11,13.206966666666663,0,410,0,0,9.5010843137254852,13.206966666666663,13.206966666666663,13.206966666666663,13.206966666666663,13.206966666666663,13.206966666666663,13.206966666666663,13.206966666666663,21.895177357226245,-30.270544685708614,0,-214.07091662923557,-96.229014348773646,-140.3691009463771,420.39848723867772,-605.10866458524174,0,-119.43237291484431,0,0,0,22.733913897841497,307.7733649856371,0,0,-37.038217200157561,0,-215.2548583116855,0,-385.77301565795358,-214.07091662923557,-21.152584002619765,0,-369.56238717220731,0,0,0,-369.56238717220731,0,0,0,-369.56238717220731,0,0,0,-696.98698669886198]
[null,null,816,2937600,12,14.779939516774194,0,410,0,0,11.074057163833018,14.779939516774194,14.779939516774194,14.779939516774194,14.779939516774194,14.779939516774194,14.779939516774194,14.779939516774194,14.779939516774194,21.598032184621022,248.74534461763585,0,-227.29447484807466,-93.585294911102849,-210.1522021552762,779.77731653208957,-642.48735096105452,0,-126.80993246997473,0,0,0,22.444860426629468,325.69947489242065,0,0,215.14753607902725,0,-219.54374124760346,0,-423.92326810642516,-227.29447484807466,-23.244426580725218,0,-406.10952187014163,0,0,0,-406.10952187014163,0,0,0,-406.10952187014163,0,0,0,-402.6897307085282]
[]
[null,null,864,3110400,12,14.779939516774194,0,410,0,0,11.074057163833018,14.779939516774194,14.779939516774194,14.779939516774194,14.779939516774194,14.779939516774194,14.779939516774194,14.779939516774194,14.779939516774194,23.05455106092716,60.084482042290688,0,-203.51920483819853,-79.810218133822559,-151.64024720761859,495.05415222193039,-618.21547407945059,0,-113.54546404669688,0,0,0,23.86192492986844,300.68682530101972,0,0,39.010369217162946,0,-196.09546962611043,0,-380.58205073460294,-203.51920483819853,-20.867954655467134,0,-364.58955260126481,0,0,0,-364.58955260126481,0,0,0,-364.58955260126481,0,0,0,-596.60331076689442]
[null,null,865,3114000,12,14.059778226451611,0,410,0,0,10.353895873510435,14.059778226451611,14.059778226451611,14.059778226451611,14.059778226451611,14.059778226451611,14.059778226451611,14.059778226451611,14.059778226451611,22.825046236442414,11.778312392280554,0,-215.86331526977025,-101.85695734742571,-220.03409099757073,549.53267600704726,-610.17519097218133,0,-120.4323706082216,0,0,0,23.599275646044223,284.69827383348093,0,0,-24.13097535464145,0,-211.95892253663445,0,-379.80602219506147,-215.86331526977025,-20.825403703988357,0,-363.8461336788771,0,0,0,-363.8461336788771,0,0,0,-363.8461336788771,0,0,0,-484.07760944266744]
[null,null,866,3117600,12,13.685907258612904,0,410,0,0,9.9800249056717263,13.685907258612904,13.685907258612904,13.685907258612904,13.685907258612904,13.685907258612904,13.685907258612904,13.685907258612904,13.685907258612904,22.543322612479461,7.3056413926924506,0,-218.29973267505261,-108.03542066430754,-302.75799236163562,636.39878709368827,-617.06214836787501,0,-121.79167301466609,0,0,0,23.337328448684033,291.66633677924244,0,0,-29.881843210606203,0,-220.83215956450542,0,-408.78705191305249,-218.29973267505261,-22.414482360894112,0,-391.60934699493163,0,0,0,-391.60934699493163,0,0,0,-391.60934699493163,0,0,0,-422.50937401021014]
[null,null,867,3121200,12,12.438649193999998,0,410,0,0,8.7327668410588224,12.438649193999998,12.438649193999998,12.438649193999998,12.438649193999998,12.438649193999998,12.438649193999998,12.438649193999998,12.438649193999998,22.178036293864515,36.955642736805885,0,-239.72720807781229,-97.67921765333567,-358.19609702719663,732.55816549515043,-677.6306330109976,0,-133.74628260490013,0,0,0,23.058609862644182,322.97368556754572,0,0,-41.44758731154613,0,-222.58351372289076,0,-458.50511833040554,-239.72720807781229,-25.140607656483354,0,-439.23820273396194,0,0,0,-439.23820273396194,0,0,0,-439.23820273396194,0,0,0,-440.01277719863191]
[null,null,868,3124800,12,11.782842742483872,0.56323840245487189,410,0,0,8.081100174488931,11.784888543413325,11.785893044879815,11.786567084759417,11.78582255730954,11.784788862065405,11.78582256260313,11.786567084759417,11.785893044879815,21.836616749205341,54.425882510737551,0,-247.69779074518402,-107.27935958106443,-400.41231387936341,809.81534671634938,-700.16087069934736,0,-138.19315290595497,0,0,0,22.756895344406477,337.9774345788623,0,0,-35.867628851340356,0,-237.9860872182862,0,-486.31496467198821,-247.69779074518402,-26.665468356853975,0,-465.87944715423038,0,0,0,-465.87944715423038,0,0,0,-465.87944715423038,0,0,0,-417.22740253103859]
[null,null,869,3128400,12,11.626552419903227,143.82458265038821,410,0,0,9.1075707627242259,12.21309558050052,12.50109205977544,12.694343258197843,12.480882858744879,12.184516351691018,12.480884376447948,12.694343258197843,12.50109205977544,21.545236044469675,32.35610825797869,0,-244.54725492981203,-114.17458314136181,-436.28021388833236,827.35816021748485,-691.25533345969723,0,-136.4354364711028,0,0,0,22.455999152402164,334.77648111733151,0,0,-29.342646518551451,0,-243.64339928074332,0,-491.80392995956078,-244.54725492981203,-26.966437565741796,0,-471.1377597692819,0,0,0,-471.1377597692819,0,0,0,-471.1377597692819,0,0,0,-388.06337905017824]
[null,null,870,3132000,12,12.386552419903225,401.62211262105637,328,0,0,14.286425917689435,15.156807560844889,16.517020723115849,17.429750018906525,16.421572260308402,15.02182728854396,16.421579428450514,17.429750018906525,16.517020723115849,21.242926759133137,-19.867611423659241,0,-218.74221159103152,-88.975988693525665,-599.07677152494193,886.92736038583985,-618.31289195402439,0,-122.03853656685838,0,0,0,22.170482999040999,340.78746643484493,0,0,-30.466083774798605,0,-220.7694458898066,0,-540.07754203894626,-218.74221159103152,-29.613360997847405,0,-517.38285881296611,0,0,0,-517.38285881296611,0,0,0,-517.38285881296611,0,0,0,-350.31733982414443]
[null,null,871,3135600,12,14.029133065161291,597.62907667535194,393.6,0,0,21.251552419999999,19.429686495223805,22.081393101793481,23.860739435729105,21.895318355250918,19.166545327541407,21.89533232939138,23.860739435729105,22.081393101793481,21.196981854998086,-210.01034702435754,0,-174.66347641111045,-6.5625341470830136,-824.73765699161436,795.95332052545029,-493.71668336430554,0,-97.446555458369787,696.76662064859624,0,0,21.916136117593222,305.93688321913226,11.612777010809937,0,683.19092877852938,0,-124.8781516347736,0,-557.9226214084681,-174.66347641111045,-30.588829018220746,0,-534.39025720635732,0,0,0,-534.48328196289015,0,0,0,-534.39025720635732,0,0,0,-314.76472119572657]
[null,null,872,3139200,12,16.830100807193546,731.14970972788933,196.8,0,0,27.934907891317511,24.149254485389548,27.74300620256243,30.154482995350826,27.490826554085068,23.792629804184401,27.490845492677735,30.154482995350826,27.74300620256243,21.196981854998086,-626.68548030590955,0,-108.79434874240015,80.815074270411941,-1065.0053880268574,466.29918219293614,-307.52614189042123,0,-60.697489573207314,478.71921660658046,0,0,21.757473517567671,206.77124028640557,456.85512456771806,0,-2.1316282072803006E-14,0,0.84999547453890434,0,-518.90468994268122,-108.79434874240015,-27.590033430619293,0,-471.92255597440294,0,0,0,-498.59487756758534,0,0,0,-471.92255597440294,0,0,0,-284.39339425811687]
[null,null,873,3142800,12,19.55139112967742,1576.5430395892081,123,0,0,33.775647929171413,28.412115978831842,32.762789095165928,35.682174761936878,32.457494989322655,27.980378470164702,32.457517916790223,35.682174761936878,32.762789095165928,21.376278449210083,-279.97644481277791,0,-45.936973205921241,163.2422784417013,-574.47700625923358,177.19525621067564,-129.84884144662382,0,-25.628711274269037,0,0,0,21.692370653120051,118.49720167481256,110.7090112982598,0,41.64117675486969,0,117.41560517760601,0,-340.97973869034024,-45.936973205921241,-14.609059122333047,0,-207.31947280160512,0,0,0,-333.73798375974155,0,0,0,-207.31947280160512,0,0,0,-253.01432953389238]
[null,null,874,3146400,12,21.705745968387099,1729.6864716424461,123,0,0,38.394392394699551,31.784324076721781,36.732971007225373,40.053608649383023,36.385716065430259,31.293246847998805,36.385742144140153,40.053608649383023,36.732971007225373,21.875627973812783,-202.877235835943,0,-4.7872439531765956,206.05018273222609,-54.675799371645397,-349.46437524334709,-73.115200266189987,0,-2.6708527905281869,0,0,0,21.78210288177311,-31.152367157901423,0,0,72.254456115671204,0,218.09780352808266,0,-96.018917881406125,-4.7872439531765956,2.7440243832309226,0,141.83439995604766,0,0,0,-105.86956597786643,0,0,0,141.83439995604766,0,0,0,-236.36426164959158]
[null,null,875,3150000,12,23.811068549032264,1914.8673122188916,123,0,0,42.252305108172052,34.755742497912436,40.129648078670769,43.735642486328217,39.752552016683424,34.222464877367145,39.752580336449739,43.735642486328217,40.129648078670769,22.655505073346777,-547.09070952646141,0,27.977784793892361,206.12978706418295,268.32070686468626,-1049.518988249223,433.20451337834419,0,15.609094777796043,0,0,0,22.04599958868096,-220.84377538574478,0,0,90.646267975326637,0,291.53716710329292,0,159.58204238821085,27.977784793892361,19.645317273469406,0,470.95860804390111,0,0,0,133.98667599408856,0,0,0,470.95860804390111,0,0,0,-247.73542053512935]
[null,null,876,3153600,12,24.902036290967747,1911.9869379336139,123,0,0,43.895812382049343,36.119764493314328,41.627741475688339,45.323700382570337,41.241237396233132,35.573182344626076,41.241266422537862,45.323700382570337,41.627741475688339,23.420399149822209,-562.39924896850323,0,36.399015911790194,211.3559670635322,722.83631779170537,-1532.990549735531,563.59780060070841,0,20.307386498650512,0,0,0,22.465266697877929,-349.07322071585332,0,0,82.237959040757659,0,346.35379152600706,0,387.15034246162782,36.399015911790194,34.437491028600441,0,756.52748152892309,0,0,0,347.98000168918026,0,0,0,756.52748152892309,0,0,0,-265.66403437352204]
[null,null,877,3157200,12,26.10332661354839,1827.7989668710395,123,0,0,43.454582148020236,36.509353211826699,41.618779465290295,45.047303137588969,41.260242365923546,36.002321103827839,41.260269291919045,45.047303137588969,41.618779465290295,24.184012811759288,-631.42931602457384,0,47.13749122557639,191.95265035476166,1048.0423966471028,-1918.5618542520147,729.87100653907305,0,26.298492662942099,0,0,0,22.979870591839866,-441.13058403545551,0,0,80.989914100298137,0,362.55201350992814,0,547.78727901091747,47.13749122557639,45.074381589780003,0,963.80858278214657,0,0,0,498.69592970036211,0,0,0,963.80858278214657,0,0,0,-317.01681238718646]
[null,null,878,3160800,12,26.501713710322583,1641.0298127613964,123,0,0,41.490126107539538,35.7400693428078,40.276161612191686,43.319967110856261,39.957856330141212,35.289931830036394,39.957880234743008,43.319967110856261,40.276161612191686,24.67827214708344,-55.840946897762024,0,44.977545541869162,176.85666376715233,1668.6265119931854,-1946.3016681999688,136.62501611188421,0,25.093436682268543,0,0,0,23.518477978928683,-426.54547873392869,0,0,48.953421961945608,0,341.81549832140109,0,670.02606122329189,44.977545541869162,53.080617725410214,0,1118.9713912429263,0,0,0,613.53783912891515,0,0,0,1118.9713912429263,0,0,0,-397.70852748661315]
[null,null,879,3164400,12,26.599778226451612,1295.4639315052614,123,0,0,37.158133697672355,33.648886181959817,37.110043705555981,39.432547234236893,36.8671684163549,33.30541943868009,36.86718665619383,39.432547234236893,37.110043705555981,25.165455388739474,30.253237383593387,0,35.508833391632464,136.27894129628024,1859.6646950509355,-2001.1992323552549,100.37189120745855,0,19.81074448681716,0,0,0,24.0236050760099,-419.74647885346837,0,0,48.872898653330253,0,298.60838425612224,0,704.71069349830782,35.508833391632464,55.405459684876384,0,1164.5486788983285,0,0,0,646.03156112672548,0,0,0,1164.5486788983285,0,0,0,-477.29017599755485]
[null,null,880,3168000,12,25.423004032903233,616.48099732222363,147.59999999999997,0,0,32.158146347893748,30.582754659446014,33.116225534577623,34.816233409743603,32.938447589689176,30.331346572774656,32.938460940743091,34.816233409743603,33.116225534577623,25.457010016951649,141.96756601499055,0,-0.30445371716973035,72.463194768123913,1954.3561175504883,-1884.5472925864519,-4.6498976698022574,0,-0.16985786979789985,0,0,0,24.466101304470104,-365.76522979573883,0,0,12.742187613442704,0,213.91635518295672,0,684.83053642755647,-0.30445371716973035,53.128840802612224,0,1110.8626084923389,0,0,0,629.04398903920469,0,0,0,1110.8626084923389,0,0,0,-556.61966420230726]
[null,null,881,3171600,12,23.982681452258063,405.86296647483437,246,0,0,25.46151446933586,26.544866604551242,27.802916058847984,28.64709153394265,27.714636596570255,26.420024511694635,27.714643226323236,28.64709153394265,27.802916058847984,25.478270651132366,528.25136167582468,0,-36.286429717042992,21.661449675534172,2076.8898861798771,-1534.0135444625435,-561.85453007132651,0,-20.244573499071503,0,0,0,24.789503227174301,-254.92774868279398,0,0,-3.0095005290236929,0,120.25019674905258,0,615.44894527943507,-36.286429717042992,47.587599605804833,0,993.68710265237473,0,0,0,565.58930625848325,0,0,0,993.68710265237473,0,0,0,-608.48653111930946]
[null,null,882,3175200,12,22.183810484516126,132.89113130861713,246,0,0,19.579354444035417,22.728113872981773,22.995370351389745,23.1747046087686,22.976616511368977,22.70159277082638,22.976617919775006,23.1747046087686,22.995370351389745,25.206647409942423,973.03771865356725,0,-73.91795260816879,-33.267318327986686,2067.3130247329746,-987.09003514325173,-1144.5363142737335,0,-41.239588357024587,0,0,0,24.968213563262807,-90.345475814318917,0,0,-36.467560507301705,0,1.6721784914732551,0,473.48579432732151,-73.91795260816879,36.555800943147425,0,762.87280459419935,0,0,0,435.22236123364416,0,0,0,762.87280459419935,0,0,0,-659.08659561362788]
[null,null,883,3178800,12,20.369616936129027,0.53010673172223244,368.99999999999994,195,0,16.667874368134086,20.371662737058479,20.372667238524972,20.373341278404574,20.372596750954695,20.37156305571056,20.372596756248285,20.373341278404574,20.372667238524972,25.265057079163274,-21.773552763192356,0,-119.82843118580884,-129.58321660958217,1213.3845892682002,-985.74649423600158,-363.99410292815588,0,-66.853518004835692,0,0,0,25.040604443567304,-81.469209951551889,0,0,25.020034923464696,0,-98.076456848458434,0,287.60226694901064,-119.82843118580884,23.531215465861532,0,502.11245140505639,0,0,0,262.06035136169368,0,0,0,502.11245140505639,0,0,0,-689.96874953973793]
[null,null,884,3182400,12,18.929294355483869,0,442.8,195,0,15.223412002542691,18.929294355483869,18.929294355483869,18.929294355483869,18.929294355483869,18.929294355483869,18.929294355483869,18.929294355483869,18.929294355483869,24.958612663018151,-210.27909036203891,0,-148.1839707033426,-137.28067912411274,635.05123386991875,-559.86567440450233,-418.8677567095184,0,-82.673366040172198,0,0,0,25.063628394394545,36.516094136725521,0,0,-38.732793708174619,0,-151.40262539147648,0,62.942420897860046,-148.1839707033426,7.3467271440041824,0,174.02558550754046,0,0,0,53.543686354893481,0,0,0,174.02558550754046,0,0,0,-692.43904752669243]
[null,null,885,3186000,12,17.682036290967741,0,492,195,0,13.976153938026563,17.682036290967741,17.682036290967741,17.682036290967741,17.682036290967741,17.682036290967741,17.682036290967741,17.682036290967741,17.682036290967741,24.59436724244372,-292.77733070061157,0,-170.04077705635424,-117.83020621185385,149.64286920939043,-154.54921664179392,-480.64981992773545,0,-94.867503796874459,0,0,0,24.981314958285445,140.53972648952637,0,0,-41.574927935695158,0,-172.18143168749992,0,-134.43376857977731,-170.04077705635424,-6.5071511668677253,0,-103.55808327875928,0,0,0,-130.28280665403636,0,0,0,-103.55808327875928,0,0,0,-664.78521090296113]
[null,null,886,3189600,12,16.615584678064518,0,410,0,0,12.909702325123341,16.615584678064518,16.615584678064518,16.615584678064518,16.615584678064518,16.615584678064518,16.615584678064518,16.615584678064518,16.615584678064518,23.49085876161503,1693.5768147745848,0,-169.55388718781347,-15.707978504610338,932.22818482384537,946.6104956431634,-2589.5831795707645,0,-94.595862916068896,0,0,0,24.716564062572022,445.23290500545221,0,0,-130.75265604012958,0,-187.89384091933229,0,-269.34402820601667,-169.55388718781347,-14.752015585877604,0,-257.54209327790022,0,0,0,-258.0546105307418,0,0,0,-257.54209327790022,0,0,0,-669.82821273994068]
[null,null,887,3193200,12,15.500100807096771,0,410,0,0,11.794218454155594,15.500100807096771,15.500100807096771,15.500100807096771,15.500100807096771,15.500100807096771,15.500100807096771,15.500100807096771,15.500100807096771,22.906679739270874,1951.7109176767497,0,-182.35114838677816,7.1630602305602338,938.10027734159485,1188.7987284913727,-2823.5023281086005,0,-101.7355869657892,0,0,0,24.278631524779637,503.46714531581461,0,0,-60.05985208182522,0,-187.54385302559297,0,-333.83937260449267,-182.35114838677816,-18.304923931095729,0,-319.8095675842435,0,0,0,-319.81114427503218,0,0,0,-319.8095675842435,0,0,0,-639.0620898316979]
[null,null,888,3196800,13,0,0,0,0,0,0,0,0,0,0,0,0,0,0,22.797075267223182,-1892.2841080658231,0,-204.43927291603234,-79.661188638808909,-152.26084032334438,-1455.9228061876377,-621.01029790639905,0,0,0,0,0,23.90482236196841,302.74609405127956,0,0,-1800.5483119209425,0,-196.74282548743702,0,-383.08211093494123,-204.43927291603234,-21.005037165784938,0,-366.98455737923103,0,0,0,-366.98455737923103,0,0,0,-366.98455737923103,0,0,0,-2555.0565398686363]
[]
[null,null,72,259200,1,15.848387096774188,0,410,0,0,12.142504743833012,15.848387096774188,15.848387096774188,15.848387096774188,15.848387096774188,15.848387096774188,15.848387096774188,15.848387096774188,15.848387096774188,23.887348569155645,-13.987601362112514,0,-197.91833413053052,-99.527717831663722,-144.75067053817202,428.20912113825375,-559.45058183725814,0,-110.42068049581131,0,0,0,24.574282220107836,252.6074323018488,0,0,-21.251431393333164,0,-197.21912404686628,0,-324.1455723384139,-197.91833413053052,-17.773447518799255,0,-310.52460032844675,0,0,0,-310.52460032844675,0,0,0,-310.52460032844675,0,0,0,-488.89387598405597]
[null,null,73,262800,1,14.883870967741936,0,410,0,0,11.177988614800761,14.883870967741936,14.883870967741936,14.883870967741936,14.883870967741936,14.883870967741936,14.883870967741936,14.883870967741936,14.883870967741936,23.64361312064236,37.514523809255479,0,-215.6321199734663,-44.045696948506816,-212.31262048321469,509.50496121444326,-609.52167727117182,0,-120.30338436721739,0,0,0,24.342601993355892,256.81101684393644,0,0,-25.499520985197293,0,-143.3627642985343,0,-346.12322394201271,-215.6321199734663,-18.978519161595614,0,-331.5787255819003,0,0,0,-331.5787255819003,0,0,0,-331.5787255819003,0,0,0,-422.85934452050856]
[null,null,74,266400,1,13.780645161290321,0,410,0,0,10.074762808349146,13.780645161290321,13.780645161290321,13.780645161290321,13.780645161290321,13.780645161290321,13.780645161290321,13.780645161290321,13.780645161290321,23.268905317307691,39.534001121528263,0,-233.59429843568287,-104.60975916982471,-278.93336552586766,656.67142425290353,-660.29489762944479,0,-130.32466904353785,0,0,0,24.087497369120022,300.09458144952225,0,0,-40.990984101932128,0,-220.66597094563281,0,-412.30872688737196,-233.59429843568287,-22.607581729436436,0,-394.98303711199281,0,0,0,-394.98303711199281,0,0,0,-394.98303711199281,0,0,0,-432.83586996896832]
[null,null,75,270000,1,12.6741935483871,0,410,0,0,8.9683111954459243,12.6741935483871,12.6741935483871,12.6741935483871,12.6741935483871,12.6741935483871,12.6741935483871,12.6741935483871,12.6741935483871,22.925063106002582,85.300548058470213,0,-252.37348939919542,-108.89705074707102,-311.20758453005578,757.77867273479251,-713.37754586981032,0,-140.80177342328807,0,0,0,23.803275706638438,322.39514723321128,0,0,-36.483624001416892,0,-233.57760746376732,0,-445.88700748128815,-252.37348939919542,-24.448735392594955,0,-427.15031950280832,0,0,0,-427.15031950280832,0,0,0,-427.15031950280832,0,0,0,-412.69185970766239]
[null,null,76,273600,1,12.141935483870968,0,410,0,0,8.4360531309297926,12.141935483870968,12.141935483870968,12.141935483870968,12.141935483870968,12.141935483870968,12.141935483870968,12.141935483870968,12.141935483870968,22.576030438969109,83.41772123095916,0,-257.12804252403942,-115.65486769469004,-390.10550051234691,846.30613196203558,-726.81711691185365,0,-143.45438766342468,0,0,0,23.501496460667006,339.82609527842629,0,0,-37.027688065892875,0,-247.07653179165692,0,-485.79410853571574,-257.12804252403942,-26.636908937898781,0,-465.38047799547292,0,0,0,-465.38047799547292,0,0,0,-465.38047799547292,0,0,0,-387.44826568295952]
[null,null,77,277200,1,11.819354838709678,120.6986764790058,410,0,0,9.1065338393421875,12.348821434686087,12.582481828871487,12.718053615921017,12.565743523033566,12.325149895558951,12.565743523033566,12.718053615921017,12.582481828871487,22.235974730066989,55.089695518637313,0,-256.77604081088248,-114.74008036455317,-499.03171303846034,925.63752973253327,-725.8221228700005,0,-143.2580022761222,0,0,0,23.19161609969203,351.02886803845848,0,0,-35.158506808373573,0,-250.49421644963303,0,-526.26080929664897,-256.77604081088248,-28.855766277349066,0,-504.14672116747789,0,0,0,-504.14672116747789,0,0,0,-504.14672116747789,0,0,0,-348.78905392331848]
[null,null,78,280800,1,12.870967741935482,402.08595601131321,328,0,0,14.496154332700819,15.713312695127128,16.967675949052278,17.695468387033717,16.877819403833112,15.586236350210193,16.877819403833112,17.695468387033717,16.967675949052278,21.93345158347076,-13.620248503028279,0,-223.94168115870806,-96.667939302897679,-659.28169651206076,966.27106847063828,-633.01009667566132,0,-124.93937428056638,0,0,0,22.89229478200085,352.3639715232618,0,0,-30.229656066461317,0,-232.93840278058332,0,-568.56814428117787,-223.94168115870806,-31.175548690488849,0,-544.67625298325345,0,0,0,-544.67625298325345,0,0,0,-544.67625298325345,0,0,0,-313.00267029947167]
[null,null,79,284400,1,15.174193548387096,592.39427269959469,393.6,0,0,21.254275774826056,20.391737595936863,22.694306649574543,24.030277182770327,22.52936168674897,20.158470192463813,22.52936168674897,24.030277182770327,22.694306649574543,21.797845566524554,-242.95533693660263,0,-164.26174274427905,-14.627854361339345,-902.86172108580035,838.79598125481607,-464.31437469194606,0,-91.643320933011381,0,0,0,22.631808564593346,307.26980206765228,0,0,-10.753193714022615,0,-133.45895437262834,0,-579.27959996344589,-164.26174274427905,-31.762875841204878,0,-554.9376009038092,0,0,0,-554.9376009038092,0,0,0,-554.9376009038092,0,0,0,-276.76128415728459]
[null,null,80,288000,1,17.848387096774196,704.31305643445114,196.8,0,0,28.552852624920934,25.531495307539263,28.922149423850001,30.889436346469665,28.679259284991538,25.187996778998944,28.679259284991538,30.889436346469665,28.922149423850001,21.714944730958202,-247.24696134669261,0,-96.433703754887915,89.669261960104549,-950.30440208386835,709.82188253195909,-272.58662979051223,0,-53.801358212339629,0,0,0,22.425856577351642,262.00848600969221,0,0,-6.1793018340217349,0,-11.65783362597306,0,-549.57345549559921,-96.433703754887915,-29.434400286346435,0,-507.16397682436241,0,0,0,-527.71808011556993,0,0,0,-507.16397682436241,0,0,0,-241.41207603121839]
[null,null,81,291600,1,20.699999999999996,1613.7151815729489,123,0,0,35.582239089184057,30.610555224146935,34.984210253318075,37.521842830332474,34.67090266106203,30.167471377983972,34.67090266106203,37.521842830332474,34.984210253318075,21.908827490421444,19.758269201157873,0,-30.769000667950856,178.54071644600657,-477.17015106510814,349.15670448821027,-469.93252648739048,0,-17.166342910356526,0,0,0,22.319561834281853,153.9897060569339,0,0,50.662877783440869,0,118.9879519438456,0,-348.8096848632112,-30.769000667950856,-15.35808689922435,0,-230.13174101012203,0,0,0,-340.82107426187082,0,0,0,-230.13174101012203,0,0,0,-209.91006430758651]
[null,null,82,295200,1,23.458064516129028,1868.1377524293057,123,0,0,40.910379506641362,34.738896948205102,39.717272870027713,42.605769753202182,39.360645984045959,34.234550369342827,39.360645984045959,42.605769753202182,39.717272870027713,22.651113187500826,-543.25771791311627,0,19.105109692437694,210.18191281143621,-293.85902410799883,-478.68571630899135,295.82112409268109,0,10.658937801056741,0,0,0,22.428516318173816,-78.000333375916995,0,0,87.806617041959555,0,240.34714660250927,0,-82.512078320376844,19.105109692437694,2.4338501380954609,0,113.05682031590372,0,0,0,-91.360495109647786,0,0,0,113.05682031590372,0,0,0,-195.50188888259126]
[null,null,83,298800,1,25.393548387096779,2001.6172723253676,123,0,0,44.832229601518037,37.733443845994721,43.179197853979744,46.338871555928847,42.789090251784174,37.181748384184907,42.789090251784174,46.338871555928847,43.179197853979744,23.336314197090932,-316.44192541585051,0,50.17608301677916,236.7622399095639,385.61485977896177,-988.99510812115534,152.41623499034984,0,27.993754371805878,0,0,0,22.730594724804341,-220.95280563532421,0,0,65.924150360045999,0,322.2117854475444,0,207.13459153348478,50.17608301677916,21.626859888598773,0,481.94848364417055,0,0,0,180.25417287314707,0,0,0,481.94848364417055,0,0,0,-186.81570102990983]
[null,null,84,302400,1,26.877419354838707,1924.4379406334974,123,0,0,45.122624920936119,38.580994120534001,43.745931651838632,46.742673198728951,43.375940390229545,38.057747460406901,43.375940390229545,46.742673198728951,43.745931651838632,24.136835870562315,-194.53083645907191,0,67.288748699316344,241.36970608155548,1003.4474828201303,-1506.636774060074,190.20334713461276,0,37.541087104087538,0,0,0,23.156164915085661,-358.24650579700761,0,0,86.82573140687505,0,379.91513447248508,0,478.98804781091786,67.288748699316344,39.531613435996952,0,825.16361584354922,0,0,0,435.37665418320057,0,0,0,825.16361584354922,0,0,0,-206.00622181869414]
[null,null,85,306000,1,28.164516129032251,1869.0633678492784,123,0,0,45.368687539531933,39.313046829548746,44.233036301720816,47.087656860470688,43.880591939929559,38.814615233121621,43.880591939929559,47.087656860470688,44.233036301720816,24.891041511098852,-150.95087089239973,0,80.481005829141736,200.190521039083,1463.8394833467996,-1895.461881107424,227.49355554026772,0,44.901183458730067,0,0,0,23.678484564623346,-444.28031551216412,0,0,80.661494203786191,0,372.00798650563462,0,668.23839116866668,80.481005829141736,51.76910124602405,0,1057.8285884536103,0,0,0,613.38132239823199,0,0,0,1057.8285884536103,0,0,0,-282.48159305408223]
[null,null,86,309600,1,28.861290322580647,1690.0665558709261,123,0,0,44.516695129664768,39.184071255953945,43.739646773486697,46.38283119549429,43.413307273178802,38.722557508680474,43.413307273178802,46.38283119549429,43.739646773486697,25.601987422934297,-78.11745883954427,0,80.354465598269556,171.5132870621583,1821.6537773497248,-2151.6389888496969,227.13586757720833,0,44.83058535843589,0,0,0,24.252369837808082,-495.1399038361015,0,0,75.666565670583111,0,362.9997886200735,0,797.33929792567608,80.354465598269556,60.278057759894473,0,1220.9880801993165,0,0,0,734.52596215446306,0,0,0,1220.9880801993165,0,0,0,-354.01060687743171]
[null,null,87,313200,1,28.525806451612894,1337.3729816577188,123,0,0,39.473301707779882,36.338489861687542,39.786327174025018,41.786792282881912,39.539340706273407,35.989198249270601,39.539340706273407,41.786792282881912,39.786327174025018,26.091578569896804,-12.480554092039711,0,60.327836487835604,154.22595338003083,1912.6173228448461,-2139.651666804752,170.52711853285712,0,33.657522366945088,0,0,0,24.816695558876269,-469.03325365365032,0,0,47.158514338302993,0,335.61617493283325,0,802.12415442518477,60.327836487835604,59.723304200946004,0,1203.0127534196126,0,0,0,740.55602241657891,0,0,0,1203.0127534196126,0,0,0,-436.80468896211715]
[null,null,88,316800,1,27.135483870967747,575.06640890642427,147.59999999999997,0,0,33.836777356103738,32.68423666945813,35.132972389492807,36.553750090114619,34.9575567503081,32.436161493470777,34.9575567503081,36.553750090114619,35.132972389492807,26.508296848857487,-27.029469795475052,0,16.126500630480464,68.751527980415091,1999.0857812486215,-2110.993279654992,246.29877539623328,0,8.997141075669024,0,0,0,25.315901157540598,-439.5356035094099,0,0,24.086570934859228,0,238.73406094552973,0,800.94596328093132,16.126500630480464,58.911014834451215,0,1181.241742017344,0,0,0,740.75072353064422,0,0,0,1181.241742017344,0,0,0,-515.23888855391556]
[null,null,89,320400,1,25.28387096774194,389.0320777426532,246,0,0,26.74760594560405,28.040135402754981,29.256510220842728,29.962261438909053,29.169374984297065,27.916907569471512,29.169374984297065,29.962261438909053,29.256510220842728,26.568178577634093,513.29601888390812,0,-30.896749251311075,7.5797373450912886,2289.9169681017179,-1753.3039373115901,-478.40139321211871,0,-17.237615162970108,0,0,0,25.701032262389951,-320.65235804758703,0,0,0.18454995053972567,0,131.58630151640264,0,755.05459183793403,-30.896749251311075,55.291136069910927,0,1106.810940099688,0,0,0,698.74105905391832,0,0,0,1106.810940099688,0,0,0,-589.16068182581012]
[null,null,90,324000,1,22.899999999999991,106.15387302737705,246,0,0,20.058115117014538,23.360654115381134,23.563946680013256,23.681898789000929,23.54938377929895,23.340059063683469,23.54938377929895,23.681898789000929,23.563946680013256,26.535061748239649,281.9730613205536,0,-88.577317815923394,-77.516529455190323,1865.7619874066588,-1417.6950788149916,-269.06487065823768,0,-49.418199444208284,0,0,0,25.954017445795319,-214.07551786793954,0,0,12.044749816062762,0,5.2733480484007513,0,572.10117269734724,-88.577317815923394,41.924152917345701,0,839.4625805978751,0,0,0,529.37900205058054,0,0,0,839.4625805978751,0,0,0,-640.48398388332043]
[null,null,91,327600,1,20.941935483870971,0,368.99999999999994,195,0,17.236053130929793,20.941935483870971,20.941935483870971,20.941935483870971,20.941935483870971,20.941935483870971,20.941935483870971,20.941935483870971,20.941935483870971,26.375591800238588,-27.132348399376497,0,-133.21921516019637,-152.28390125131915,1313.6038720909653,-1055.2331040788263,-376.56727336903117,0,-74.324374534221704,0,0,0,26.10242889675153,-102.21184820842664,0,0,-21.27045982848766,0,-112.75529715464961,0,346.56867305776723,-133.21921516019637,26.510048559962485,0,539.26342996979565,0,0,0,318.71811180756544,0,0,0,539.26342996979565,0,0,0,-684.14824929376539]
[null,null,92,331200,1,19.574193548387097,0,442.8,195,0,15.868311195445919,19.574193548387097,19.574193548387097,19.574193548387097,19.574193548387097,19.574193548387097,19.574193548387097,19.574193548387097,19.574193548387097,26.032482109825963,-175.13900250334962,0,-158.79911284448892,-147.84051126703892,697.12749135388958,-565.62686974571136,-448.8733015380883,0,-88.595663355043996,0,0,0,26.132411173947197,34.468230717516818,0,0,-41.569736678965043,0,-161.17048298584655,0,86.043075900382604,-158.79911284448892,8.4842903654561024,0,186.41123489719294,0,0,0,75.761027584992831,0,0,0,186.41123489719294,0,0,0,-690.76537975900749]
[null,null,93,334800,1,18.7741935483871,0,492,195,0,15.068311195445922,18.7741935483871,18.7741935483871,18.7741935483871,18.7741935483871,18.7741935483871,18.7741935483871,18.7741935483871,18.7741935483871,25.002866964652011,1279.3307989846544,0,-153.68681701827589,-45.886444260944302,908.76218442355628,570.14187584031822,-2347.2466651941318,0,-85.743460771052767,0,0,0,25.959345011998806,346.30334329543382,0,0,-121.17598368509648,0,-179.81306817409734,0,-171.84790457084529,-153.68681701827589,-8.7522701767718374,0,-146.11699200207258,0,0,0,-165.813314596748,0,0,0,-146.11699200207258,0,0,0,-687.12847109948586]
[null,null,94,338400,1,17.738709677419351,0,410,0,0,14.032827324478173,17.738709677419351,17.738709677419351,17.738709677419351,17.738709677419351,17.738709677419351,17.738709677419351,17.738709677419351,17.738709677419351,24.347688914596233,1671.484735230682,0,-162.7632983165596,-0.29209624177929072,854.86016234897806,979.6799674400429,-2520.2065125067365,0,-90.807323327631309,0,0,0,25.58930286598849,454.69752110353573,0,0,-70.214912833483368,0,-176.13822964490183,0,-299.70104796059513,-162.7632983165596,-16.422795990484172,0,-286.82242620515672,0,0,0,-287.12552409493816,0,0,0,-286.82242620515672,0,0,0,-671.12046858927056]
[null,null,95,342000,1,16.64193548387097,0,410,0,0,12.936053130929793,16.64193548387097,16.64193548387097,16.64193548387097,16.64193548387097,16.64193548387097,16.64193548387097,16.64193548387097,16.64193548387097,24.468471610980679,27.666486699188226,0,-192.33871967290335,-71.276212296771575,-118.56382870808943,409.84524737695256,-584.25332813653404,0,-107.30775602612003,0,0,0,25.24235211913075,288.01954050643741,0,0,34.124943042971566,0,-182.66261796637403,0,-357.7559478153978,-192.33871967290335,-19.616360998436868,0,-342.72262893820732,0,0,0,-342.72262893820732,0,0,0,-342.72262893820732,0,0,0,-635.82305074584588]
[null,null,96,345600,2,14.901254464285714,0,410,0,0,11.195372111344536,14.901254464285714,14.901254464285714,14.901254464285714,14.901254464285714,14.901254464285714,14.901254464285714,14.901254464285714,14.901254464285714,24.243129304291283,-75.711091373673298,0,-206.98110149587137,-99.159846948581617,-149.85081183905459,380.28066890983428,-585.06806946350196,0,-115.47689190771709,0,0,0,24.991413667254651,270.89107960294609,0,0,-95.364973141946251,0,-203.92212672958115,0,-346.23853939882423,-206.98110149587137,-18.984842102257613,0,-331.68919534978812,0,0,0,-331.68919534978812,0,0,0,-331.68919534978812,0,0,0,-603.2019576056714]
[]
[null,null,144,518400,2,14.901254464285714,0,410,0,0,11.195372111344536,14.901254464285714,14.901254464285714,14.901254464285714,14.901254464285714,14.901254464285714,14.901254464285714,14.901254464285714,14.901254464285714,23.508811697154151,102.60850786003249,0,-211.55469501933464,-82.128238753299726,-69.762374929363432,466.05381656203031,-642.62429768772495,0,-118.02854691931888,0,0,0,24.292566138559359,292.26660664966795,0,0,44.222269902656549,0,-195.1571212892415,0,-350.16476110013593,-211.55469501933464,-19.200123449005677,0,-335.450432672283,0,0,0,-335.450432672283,0,0,0,-335.450432672283,0,0,0,-595.03365214272912]
[null,null,145,522000,2,14.007468749999999,0,410,0,0,10.301586397058824,14.007468749999999,14.007468749999999,14.007468749999999,14.007468749999999,14.007468749999999,14.007468749999999,14.007468749999999,14.007468749999999,23.257449656558435,48.53634798907143,0,-227.7513705999543,-107.38572167091401,-163.96004826819626,547.63348852813601,-643.77884624041269,0,-127.06483932365167,0,0,0,24.03386451592743,285.33782529648659,0,0,-26.969512278506343,0,-217.73502194919232,0,-366.26073506522494,-227.7513705999543,-20.082692803473964,0,-350.87003518713135,0,0,0,-350.87003518713135,0,0,0,-350.87003518713135,0,0,0,-488.29871816590503]
[null,null,146,525600,2,13.085968750000001,0,410,0,0,9.3800863970588253,13.085968750000001,13.085968750000001,13.085968750000001,13.085968750000001,13.085968750000001,13.085968750000001,13.085968750000001,13.085968750000001,22.942261282318647,75.063172439635764,0,-242.71253987232387,-112.34465496264269,-242.25837161638924,672.3787388909916,-686.06919236303463,0,-135.41183001213702,0,0,0,23.766534398070135,302.62011962411947,0,0,-33.797730311416416,0,-229.37757345479062,0,-405.84614962663329,-242.71253987232387,-22.2532277367186,0,-388.79202482542837,0,0,0,-388.79202482542837,0,0,0,-388.79202482542837,0,0,0,-426.29763879039706]
[null,null,147,529200,2,12.424290178571429,0,410,0,0,8.7184078256302513,12.424290178571429,12.424290178571429,12.424290178571429,12.424290178571429,12.424290178571429,12.424290178571429,12.424290178571429,12.424290178571429,22.556821833668828,53.87515174083569,0,-249.66864417044155,-109.72245062228532,-365.70994908011812,778.97619561368072,-705.73183056175753,0,-139.29271236481193,0,0,0,23.476314180231341,337.20903626451462,0,0,-43.940354921219154,0,-240.13201395528219,0,-476.60814393564868,-249.66864417044155,-26.133227031800171,0,-456.58051825673851,0,0,0,-456.58051825673851,0,0,0,-456.58051825673851,0,0,0,-445.27684792057551]
[null,null,148,532800,2,11.887325892857145,0,410,0,0,8.1814435399159677,11.887325892857145,11.887325892857145,11.887325892857145,11.887325892857145,11.887325892857145,11.887325892857145,11.887325892857145,11.887325892857145,22.200039430745356,59.757565610146003,0,-254.13556930569345,-108.62539109123833,-438.61882271768491,861.13734872476266,-718.35837108372868,0,-141.78485598215394,0,0,0,23.161146756367256,352.97517193965069,0,0,-37.410489516085931,0,-245.13222539781154,0,-513.09737186652239,-254.13556930569345,-28.133992838817885,0,-491.53642660923202,0,0,0,-491.53642660923202,0,0,0,-491.53642660923202,0,0,0,-420.35538150021034]
[null,null,149,536400,2,11.651754464285714,43.687657682849419,410,0,0,8.2844995623249282,11.895995107508613,11.95513470152874,11.965044647431869,11.886119302249543,11.798392593835377,11.886119302249543,11.965044647431869,11.95513470152874,21.851567380714524,36.322510057956265,0,-251.47209522197329,-108.33102862590579,-530.54028249750422,926.66591640333957,-710.82959850997111,0,-140.29887631231,0,0,0,22.837084717915292,362.03905164615406,0,0,-36.322983609950512,0,-248.34315628915144,0,-546.80314765825995,-251.47209522197329,-29.982137278345895,0,-523.8258467021351,0,0,0,-523.8258467021351,0,0,0,-523.8258467021351,0,0,0,-387.73364941488478]
[null,null,150,540000,2,12.379254464285712,330.35352232723926,328,0,0,12.705357405462181,15.287390466991482,15.991556572541649,16.109552783514005,15.169800763448979,14.12525225681375,15.169800763448979,16.109552783514005,15.991556572541649,21.55391785273482,2.7853044270395912,0,-226.56914934319477,-102.5466290903737,-615.56764481890559,947.46872767951368,-640.43709231518869,0,-126.40526588776217,0,0,0,22.524450751794969,356.78914943200294,0,0,-29.06487398976677,0,-240.5284509739387,0,-562.47444230027043,-226.56914934319477,-30.841420750466312,0,-538.83861541044587,0,0,0,-538.83861541044587,0,0,0,-538.83861541044587,0,0,0,-347.87082469681081]
[null,null,151,543600,2,14.29500446428572,503.78361932515037,393.6,0,0,19.193386817226894,20.500972527833156,22.003664409647136,22.255468560564669,20.250035864586387,18.020967256043647,20.250035864586387,22.255468560564669,22.003664409647136,21.390513063183441,-203.9577670957915,0,-175.74718846270264,-35.577465052407021,-832.84876605241561,840.21565247173385,-496.77998389414648,0,-98.051169592396391,0,0,0,22.251256390942615,317.01081529741037,0,0,-14.137470961979561,0,-158.17572769903308,0,-572.53790554611032,-175.74718846270264,-31.393217384820964,0,-548.47920028652709,0,0,0,-548.47920028652709,0,0,0,-548.47920028652709,0,0,0,-310.70681319046975]
[null,null,152,547200,2,16.616075892857143,1267.0790997667832,196.8,0,0,25.550218049719884,25.732902386662197,27.94041957332275,28.310330396393084,25.364265939241058,22.089670978587137,25.364265939241058,28.310330396393084,27.940419573322746,21.308241430254515,-271.78396632501381,0,-116.6294966142396,65.362916230117463,-943.46953047510351,722.95214453421181,-329.67354958227577,0,-65.068799404580645,0,0,0,22.05392768508915,274.73788749603085,0,0,-3.5548015519259906,0,-40.887047698140783,0,-553.19990861030419,-116.6294966142396,-30.155803722643537,0,-526.34159675893216,0,0,0,-535.05972118940997,0,0,0,-526.34159675893216,0,0,0,-274.49649642494705]
[null,null,153,550800,2,19.370183035714287,1578.1589225673554,123,0,0,31.865844800420174,31.055814383798399,33.885333192278921,34.359472029187089,30.583308997306951,26.386046983984929,30.583308997306951,34.359472029187089,33.885333192278921,21.567813526852419,-290.75360021139352,0,-55.166913443227863,131.96741151197045,-675.07082316608512,307.51672488594897,-155.93887226043802,0,-30.778190156134038,0,0,0,21.97508030732298,151.76189948300816,0,0,34.467375683144489,0,73.276211354924328,0,-351.40033969233167,-55.166913443227863,-17.156421607709227,0,-293.56281557863235,0,0,0,-397.51595528626717,0,0,0,-293.56281557863235,0,0,0,-243.46188883325965]
[null,null,154,554400,2,22.096575892857139,1788.8302601881983,123,0,0,37.155399422268907,35.630930007756611,38.908092224158601,39.45724209267587,35.083672009324104,30.22238307172384,35.083672009324104,39.45724209267587,38.908092224158594,22.080255332112809,-294.03245948598152,0,-0.40427664493161025,176.4491311158996,-203.8953409316988,-266.18197302525073,-6.174485392060336,0,-0.22555011104969544,0,0,0,22.040197300280624,-11.001021161683413,0,0,79.364344533402672,0,180.70357928195298,0,-54.350675168669767,-0.40427664493161025,1.5550325632938455,0,40.445722802597402,0,0,0,-182.83456857491976,0,0,0,40.445722802597402,0,0,0,-226.2422555480149]
[null,null,155,558000,2,24.715575892857146,1977.304905859248,123,0,0,41.582659226190472,39.554167264202455,43.147133029245367,43.749201693281961,38.954172780202612,33.62442601351492,38.954172780202612,43.749201693281961,43.14713302924536,22.928156897043269,-791.81896901864718,0,43.367753252446505,178.44285177620679,23.789207130406226,-1037.4187811777067,671.50085621287201,0,24.195316956090331,0,0,0,22.304190555479046,-225.83305421992716,0,0,97.16869919509756,0,265.77974616439815,0,240.84318752384041,43.367753252446505,19.891957446290462,0,367.11218187552151,0,0,0,37.934161042024328,0,0,0,367.11218187552151,0,0,0,-217.52140528856322]
[null,null,156,561600,2,26.329933035714287,1974.3706241426157,123,0,0,43.127727153361349,41.118548415572121,44.699413164959637,45.299454077326565,40.520574697457285,35.208778379863894,40.520574697457285,45.299454077326565,44.69941316495963,23.556291629574535,-297.19308809337713,0,67.93689623871586,210.37478632095883,786.73257265617144,-1362.2373433092232,206.3669644793211,0,37.902695303128766,0,0,0,22.716102355345697,-308.04996859188145,0,0,58.189532422875217,0,329.50760178115394,0,522.28278016648471,67.93689623871586,37.221962431560904,0,675.44651654863071,0,0,0,252.8144230001673,0,0,0,675.44651654863071,0,0,0,-243.84764715228965]
[null,null,157,565200,2,27.320718749999997,1867.0690873247318,123,0,0,42.975375612745097,41.284827499869699,44.666049033775252,45.232635988634811,40.7201924874065,35.704543656816348,40.7201924874065,45.232635988634811,44.666049033775252,24.282207188197422,-181.12271039158145,0,74.797653859201219,192.55387145104183,1293.0118503617764,-1741.4860860636009,211.42857308001632,0,41.730382760679753,0,0,0,23.195261894247434,-398.05679146354959,0,0,77.308070926319459,0,346.49521576239522,0,748.98931999821389,74.797653859201219,51.024586589306452,0,920.61230478405525,0,0,0,430.43627632790538,0,0,0,920.61230478405525,0,0,0,-296.32244558967113]
[null,null,158,568800,2,27.795325892857139,1615.3718145786552,123,0,0,40.409615108543413,39.5665192497136,42.416755750366782,42.894366224374771,39.090554186220565,34.86255988651142,39.090554186220565,42.894366224374771,42.416755750366775,24.964608482571059,-77.033243071739207,0,69.864101492823863,155.91201504630621,1729.5511213539801,-2032.3604809648493,197.48302956066721,0,38.977902996991837,0,0,0,23.72689829412867,-454.00096018579256,0,0,71.361744668790749,0,331.4887659734311,0,920.53554187755185,69.864101492823863,61.399067458275603,0,1104.7024710956271,0,0,0,566.85346436950272,0,0,0,1104.7024710956271,0,0,0,-384.08894164898317]
[null,null,159,572400,2,27.421183035714282,1293.3839074643556,123,0,0,36.53030068277311,36.664213492458558,38.902289275073777,39.277320762866353,36.290474021460085,32.970548938385143,36.290474021460085,39.277320762866353,38.902289275073777,25.483098388195746,21.97729270525042,0,48.134918998574044,100.52405920183534,1957.7618364490215,-2084.4435219441807,136.06171736814102,0,26.854967907762951,0,0,0,24.258261377245162,-450.1988754580658,0,0,52.507658410527647,0,274.63042186596908,0,974.36502523141735,48.134918998574044,64.330422231153022,0,1155.8577881714423,0,0,0,619.00360574878493,0,0,0,1155.8577881714423,0,0,0,-449.97562754619082]
[null,null,160,576000,2,26.07704017857143,875.41810458385783,147.59999999999997,0,0,31.288706845238092,32.508969728922217,34.066375152337621,34.327347581232409,32.248896373230359,29.938666590183427,32.248896373230359,34.327347581232409,34.066375152337621,25.854328553656959,53.042336009492374,0,6.1232615546132125,38.878014520587271,2017.8788333471539,-2009.8377734128621,93.52009198334909,0,3.416230793799568,0,0,0,24.74560478637239,-408.97066324631186,0,0,20.555625735109057,0,197.04010353448149,0,944.75057983118427,6.1232615546132125,62.108216501360474,0,1115.2811584163453,0,0,0,607.88782244606477,0,0,0,1115.2811584163453,0,0,0,-525.050815323243]
[null,null,161,579600,2,24.327575892857148,325.03470590069594,246,0,0,24.50027197128852,27.125064661491397,27.8024390242092,27.915945777204737,27.011948949344127,26.007142876695887,27.011948949344127,27.915945777204737,27.8024390242092,25.812654329291558,533.17899967148401,0,-35.939231519332878,-4.1980650170022074,2127.7934129809491,-1554.4771167731299,-556.47855669127239,0,-20.050868042593756,0,0,0,25.100822311864221,-263.99698860539883,0,0,-12.856249285968694,0,97.898048380891126,0,813.12194922698018,-35.939231519332878,53.29076322362809,0,956.54478233961095,0,0,0,527.92597825064036,0,0,0,956.54478233961095,0,0,0,-596.02380732351901]
[null,null,162,583200,2,22.439540178571427,37.0483075228194,246,195,0,19.01755488445378,22.644305622292535,22.693886826514824,22.702195085301444,22.636025986195559,22.562478037182728,22.636025986195559,22.702195085301444,22.693886826514824,25.575538552744948,863.07523326909154,0,-76.653432174393515,-63.643907131856196,2051.2072828024011,-1047.8347102270598,-1186.8921370478608,0,-42.765740628424119,0,0,0,25.284366036034825,-109.52810538386116,0,0,-32.083537666686901,0,-21.285871433798935,0,624.08096711056021,-76.653432174393515,41.065418151706396,0,737.50740542171877,0,0,0,400.45761375745286,0,0,0,737.50740542171877,0,0,0,-650.18784449019563]
[null,null,163,586800,2,20.697004464285719,0,368.99999999999994,195,0,16.991122111344541,20.697004464285719,20.697004464285719,20.697004464285719,20.697004464285719,20.697004464285719,20.697004464285719,20.697004464285719,20.697004464285719,25.569097527676146,-40.757225548920246,0,-119.3179588551131,-144.16642642462276,1188.8808904645978,-966.15373073378214,-362.44347828722135,0,-66.568720225098261,0,0,0,25.360172034006581,-76.263508049847815,0,0,16.009688657719281,0,-114.67287876292346,0,373.58494834181943,-119.3179588551131,25.261135284769715,0,455.32883837413777,0,0,0,220.15030244468872,0,0,0,455.32883837413777,0,0,0,-689.27552819538073]
[null,null,164,590400,2,19.394433035714286,0,442.8,195,0,15.688550682773108,19.394433035714286,19.394433035714286,19.394433035714286,19.394433035714286,19.394433035714286,19.394433035714286,19.394433035714286,19.394433035714286,25.238033068744667,-239.43225637163357,0,-143.67161809461632,-132.74074218144997,547.79139319874207,-510.81128929430935,-406.11280753567445,0,-80.15587796671258,0,0,0,25.374805890350324,48.117297083327315,0,0,-41.013644790693235,0,-151.34924618511664,0,77.751561651345995,-143.67161809461632,6.3705155521107466,0,117.47027352887069,0,0,0,13.723133981520897,0,0,0,117.47027352887069,0,0,0,-685.50336769607804]
[null,null,165,594000,2,18.62536160714286,0,492,195,0,14.919479254201683,18.62536160714286,18.62536160714286,18.62536160714286,18.62536160714286,18.62536160714286,18.62536160714286,18.62536160714286,18.62536160714286,24.877963229632979,-353.57614228814464,0,-153.97233110831561,-111.8555259457641,37.561999839359146,-125.3102850734241,-435.22956376833383,0,-85.902752027478456,0,0,0,25.283924064641571,147.60486923061003,0,0,-40.923588853346942,0,-168.93906900683595,0,-158.92019543831594,-153.97233110831561,-8.531026631727979,0,-148.51254624615243,0,0,0,-157.51408266185391,0,0,0,-148.51254624615243,0,0,0,-661.19660768756808]
[null,null,166,597600,2,17.298540178571432,0,410,0,0,13.592657825630255,17.298540178571432,17.298540178571432,17.298540178571432,17.298540178571432,17.298540178571432,17.298540178571432,17.298540178571432,17.298540178571432,23.844418504256097,1585.3695715192621,0,-161.30403492021782,-10.539467455666824,860.41293218386068,896.80014171128607,-2463.5838349350088,0,-89.993185223879763,0,0,0,25.024526766482584,428.73087232054115,0,0,-124.85990965241875,0,-176.34346389080099,0,-268.6199731730045,-161.30403492021782,-14.72636917795438,0,-257.28092242997531,0,0,0,-257.40480487930728,0,0,0,-257.28092242997531,0,0,0,-659.72717176140179]
[null,null,167,601200,2,15.989040178571431,0,410,0,0,12.283157825630255,15.989040178571431,15.989040178571431,15.989040178571431,15.989040178571431,15.989040178571431,15.989040178571431,15.989040178571431,15.989040178571431,23.261345301748232,1909.3854181561235,0,-178.96263396422034,8.3378292536910408,923.08412324348205,1156.9260996231708,-2771.0349954618737,0,-99.845099810809685,0,0,0,24.600066659191029,491.17072944222144,0,0,-60.323947674338214,0,-181.61366510147417,0,-323.67546005087854,-178.96263396422034,-17.74767047051143,0,-310.07424270318813,0,0,0,-310.07424270318813,0,0,0,-310.07424270318813,0,0,0,-626.29201064980862]
[null,null,168,604800,3,12.948387096774194,0,410,0,0,9.2425047438330168,12.948387096774194,12.948387096774194,12.948387096774194,12.948387096774194,12.948387096774194,12.948387096774194,12.948387096774194,12.948387096774194,23.426474290708203,-106.98052756161536,0,-210.34654400906973,-82.323974569187428,-68.947319500531421,254.6373105171732,-638.95438530690421,0,-117.35450700643656,0,0,0,24.236236837129294,289.56247250229774,0,0,-163.7269473726584,0,-194.30708159075132,0,-346.88176946520906,-210.34654400906973,-19.020111489850756,0,-332.30539614451891,0,0,0,-332.30539614451891,0,0,0,-332.30539614451891,0,0,0,-796.63267376689589]
[]
[null,null,216,777600,3,12.948387096774194,0,410,0,0,9.2425047438330168,12.948387096774194,12.948387096774194,12.948387096774194,12.948387096774194,12.948387096774194,12.948387096774194,12.948387096774194,12.948387096774194,21.868918875087228,-24.674068060127524,0,-219.90117142862786,-98.854679131748526,-280.01545068025371,574.0972331805026,-621.58889343371379,0,-122.68513221701326,0,0,0,22.750014353487273,323.5232625247699,0,0,-35.424831186084674,0,-223.97151425957861,0,-439.23064553438684,-219.90117142862786,-24.083755859245446,0,-420.77366558681695,0,0,0,-420.77366558681695,0,0,0,-420.77366558681695,0,0,0,-600.46897414198384]
[null,null,217,781200,3,12.138709677419351,0,410,0,0,8.4328273244781755,12.138709677419351,12.138709677419351,12.138709677419351,12.138709677419351,12.138709677419351,12.138709677419351,12.138709677419351,12.138709677419351,21.533645725317534,1.7073637284906908,0,-231.39139495478818,-93.675209893963853,-336.93633277678123,663.71030135402395,-654.06800794015976,0,-129.0956464646263,0,0,0,22.449280134284987,336.30373868321686,0,0,-35.152551993078504,0,-223.73466557987248,0,-468.25468189781787,-231.39139495478818,-25.6751926429341,0,-448.57807835930834,0,0,0,-448.57807835930834,0,0,0,-448.57807835930834,0,0,0,-557.25601733001633]
[null,null,218,784800,3,10.993548387096775,0,410,0,0,7.2876660341555981,10.993548387096775,10.993548387096775,10.993548387096775,10.993548387096775,10.993548387096775,10.993548387096775,10.993548387096775,10.993548387096775,21.173190460635293,46.698834090988953,0,-250.60873305489079,-95.37089716240493,-370.70799103952072,763.38645534780539,-708.38915523910157,0,-139.81719765215763,0,0,0,22.135243614474398,353.27609636664926,0,0,-38.231422433620992,0,-231.99410860867712,0,-496.15409907214968,-250.60873305489079,-27.204964662881284,0,-475.30512974229367,0,0,0,-475.30512974229367,0,0,0,-475.30512974229367,0,0,0,-519.19879496413751]
[null,null,219,788400,3,10.209677419354842,0,410,0,0,6.503795066413665,10.209677419354842,10.209677419354842,10.209677419354842,10.209677419354842,10.209677419354842,10.209677419354842,10.209677419354842,10.209677419354842,20.842082744050188,85.689421592392364,0,-261.90264731730957,-107.99956121604419,-354.09749784556857,809.68912797131475,-740.31336748092042,0,-146.11818893624533,0,0,0,21.811814796892129,356.34077784401882,0,0,-34.401356980754571,0,-245.80798340769209,0,-495.41178537443761,-261.90264731730957,-27.164262352948153,0,-474.59400892507108,0,0,0,-474.59400892507108,0,0,0,-474.59400892507108,0,0,0,-484.02259056252268]
[null,null,220,792000,3,9.5161290322580623,0,410,0,0,5.8102466793168857,9.5161290322580623,9.5161290322580623,9.5161290322580623,9.5161290322580623,9.5161290322580623,9.5161290322580623,9.5161290322580623,9.5161290322580623,20.481242631458251,98.585073282531425,0,-270.15565936836612,-111.73624589378036,-405.17188860717101,885.64886715184889,-763.64194092590708,0,-150.72262950422612,0,0,0,21.482226363005541,367.67070488837908,0,0,-38.108792259222696,0,-253.92631471867782,0,-521.29792374498288,-270.15565936836612,-28.583642906179726,0,-499.3923818091169,0,0,0,-499.3923818091169,0,0,0,-499.3923818091169,0,0,0,-449.19667691861702]
[null,null,221,795600,3,9.6419354838709701,2.0210319146910121,410,0,0,5.9511511701454802,9.6578475998951028,9.6582676152726581,9.6562961237184304,9.6515029055311707,9.6482808556331747,9.6515029055311707,9.6562961237184304,9.6582676152726581,20.117376354204687,49.375758374304837,0,-258.42200805981099,-114.12764108796677,-534.35164614881683,956.27705367089936,-730.47473546975505,0,-144.17630438541866,0,0,0,21.143145552390873,376.82707937020052,0,0,-38.150099903251402,0,-259.85877396949604,0,-564.59235331288562,-258.42200805981099,-30.957549377368867,0,-540.86752935173183,0,0,0,-540.86752935173183,0,0,0,-540.86752935173183,0,0,0,-411.81113256386504]
[null,null,222,799200,3,10.516129032258066,164.8631935656143,328,0,0,8.3025173940543979,12.088862048320776,12.130375826283053,11.935516144923202,11.46176064409217,11.143297389657871,11.46176064409217,11.935516144923202,12.130375826283053,19.784993448973434,11.891818286316379,0,-228.96999173174763,-105.89150109057621,-639.6452288589287,986.39853996756892,-647.22349074096371,0,-127.74472062535285,0,0,0,20.807047886078248,375.63413963985772,0,0,-33.75321314276097,0,-251.16128586874518,0,-590.03622972455207,-228.96999173174763,-32.352679962726484,0,-565.24222463614069,0,0,0,-565.24222463614069,0,0,0,-565.24222463614069,0,0,0,-377.35862325605808]
[null,null,223,802800,3,12.519354838709679,683.67087954233898,393.6,0,0,14.794000632511068,18.822349313494943,18.988722824098005,18.207789580867495,16.309134008917539,15.032838469483472,16.309134008917539,18.207789580867495,18.988722824098005,19.601407870945589,-251.66519036779391,0,-175.45408377172069,-73.943103285863884,-885.59710631185249,883.32910300164303,-495.95147252540721,0,-97.887643461394319,0,0,0,20.516418496060119,336.93900256102017,0,0,-14.805024410499543,0,-204.24823591395437,0,-608.62930682536103,-175.45408377172069,-33.372169686680522,0,-583.05399912361372,0,0,0,-583.05399912361372,0,0,0,-583.05399912361372,0,0,0,-339.94357064981858]
[null,null,224,806400,3,15.351612903225806,1114.6928507284815,196.8,0,0,21.732925363693859,25.982702936575286,26.263320629873498,24.946141683892897,21.743730765008454,19.591037653319166,21.743730765008454,24.946141683892897,26.263320629873494,19.514993371345284,-310.66255789570528,0,-103.81101003430484,25.29164052525185,-985.4850771570641,753.34188877041174,-293.4398686202685,0,-57.917233495839092,0,0,0,20.303988175733316,290.72623842166411,0,0,-5.0870489088418571,0,-87.141532150090498,0,-581.3258247071069,-103.81101003430484,-31.873816158233041,0,-556.97900380649776,0,0,0,-557.39830919759777,0,0,0,-556.97900380649776,0,0,0,-302.15320165116935]
[null,null,225,810000,3,18.248387096774191,1441.8347038313614,123,0,0,27.81075901328273,32.232057317595476,32.601169541168034,30.868610044011895,26.656298977060253,23.824740739281662,26.656298977060253,30.868610044011895,32.601169541168034,19.668669793572448,-387.73492328731436,0,-36.11236666590554,111.67098731596906,-894.51298703807322,431.21944310069534,-102.07788293851029,0,-20.147461927067774,0,0,0,20.187873749858653,192.4719280851991,0,0,22.199010874253652,0,37.235911751263167,0,-429.94421099414262,-36.11236666590554,-23.450241071714405,0,-419.90086877299109,0,0,0,-461.35157946114037,0,0,0,-419.90086877299109,0,0,0,-267.55881730266594]
[null,null,226,813600,3,21.396774193548392,1803.7863816052163,123,0,0,34.572204301075281,39.188316437757805,39.657941050956069,37.453590905572753,32.094231802421696,28.491616236633689,32.094231802421696,37.453590905572753,39.657941050956069,20.293406594622741,-693.61110298363178,0,26.286925609989204,135.42214984683048,-540.34363292614717,-314.97654551430429,401.47814674902151,0,14.665746994836011,0,0,0,20.230552397719407,-18.399504860329351,0,0,96.796363946244156,0,142.53782925139041,0,-49.627918862071184,26.286925609989204,-2.2209116449903274,0,-79.82813113552514,0,0,0,-246.62284090539649,0,0,0,-79.82813113552514,0,0,0,-248.17628987966017]
[null,null,227,817200,3,22.93548387096774,1877.7414006335866,123,0,0,36.614506641366219,41.257772178691788,41.741406337064006,39.471297408871919,33.952061286184531,30.241974765734298,33.952061286184531,39.471297408871919,41.741406337063999,21.084192416288246,-827.75759748383598,0,45.355202392044603,168.16303840589779,-21.916015712951435,-1019.359822568827,702.27426960948083,0,25.304135335192605,0,0,0,20.490841112427862,-214.93191043791703,0,0,89.365219570387495,0,251.28411041818165,0,352.50249432094927,45.355202392044603,20.176988281535642,0,282.91904767664039,0,0,0,-3.9417828200524238E-2,0,0,0,282.91904767664039,0,0,0,-239.0395546984073]
[null,null,228,820800,3,24.274193548387093,1764.9177770713277,123,0,0,37.031992409867165,41.625586131606362,42.08359257750611,39.933776432372824,34.707003929079008,31.193514420953345,34.707003929079008,39.933776432372824,42.08359257750611,21.899386882534447,-871.37284663936043,0,58.342841159093339,134.44973204158885,508.25767767221896,-1572.4230975122616,903.37324057737897,0,32.550072994234768,0,0,0,20.9052055386869,-362.99685190341074,0,0,89.573340648447356,0,274.83227182276806,0,692.10336716070117,58.342841159093339,39.068648589582949,0,590.77482684191136,0,0,0,217.53835170668179,0,0,0,590.77482684191136,0,0,0,-254.54619344404861]
[null,null,229,824400,3,25.435483870967747,1688.9913931520855,123,0,0,37.030003162555346,41.560873579230822,41.986518517734062,39.988602617028974,35.131139844066404,31.865904083726743,35.131139844066404,39.988602617028974,41.986518517734055,22.790800936126953,-830.96850361317024,0,65.090058364481422,76.980541448955023,1140.8886810505237,-2113.9277844771304,1007.846306177491,0,36.314415082828923,0,0,0,21.439472155265069,-494.61927159150991,0,0,95.111470988250687,0,268.26569779849029,0,1043.7251083390843,65.090058364481422,58.654111029550485,0,907.90837336354946,0,0,0,432.83204106558992,0,0,0,907.90837336354946,0,0,0,-318.18958201210512]
[null,null,230,828000,3,25.980645161290322,1492.4612169481361,123,0,0,35.732716635041115,40.164243420543862,40.538632934102161,38.781302599514667,34.508767065339235,31.636725329648712,34.508767065339235,38.781302599514667,40.538632934102161,23.17070226828455,-130.9958437174696,0,69.167401381277656,85.084600015974331,1687.5559204623514,-1972.8037655770731,210.10478038063039,0,38.589206817042665,0,0,0,21.995714959498592,-433.09175197135693,0,0,31.966899491576768,0,252.57508865579703,0,1119.191127899393,69.167401381277656,62.839089034080651,0,977.166848288094,0,0,0,486.4039322102953,0,0,0,977.166848288094,0,0,0,-400.44407630526848]
[null,null,231,831600,3,25.961290322580645,1068.8802022285865,123,0,0,31.767903225806446,35.986693358882484,36.251323370067283,35.009188296150853,31.989228908265304,29.959181566886876,31.989228908265304,35.009188296150853,36.251323370067276,23.572407413005052,-43.419807397961904,0,59.047020201968884,67.569462625448807,1774.7793157471147,-1944.8156059724943,166.90666861596264,0,32.942941747131229,0,0,0,22.47972074046022,-402.06320463986111,0,0,38.757581196357719,0,223.06021557259126,0,1095.9233072620314,59.047020201968884,61.487250457158488,0,959.78312946506708,0,0,0,494.36755669742729,0,0,0,959.78312946506708,0,0,0,-485.10649667278972]
[null,null,232,835200,3,24.693548387096779,628.27985009361385,147.59999999999997,0,0,26.262969639468697,30.253293055335437,30.400047783141709,29.711202274444179,28.03643637782168,26.910641749752127,28.03643637782168,29.711202274444179,30.400047783141705,23.920262737797131,-160.98985280001875,0,19.660200126149107,2.2201107802403328,1749.1615489191854,-1932.0317126255936,300.26868978401103,0,10.96862848078278,0,0,0,22.908490790604045,-373.06653701575692,0,0,19.714406843397608,0,146.49692116860388,0,1043.2757849665336,19.660200126149107,58.502299113302598,0,915.68532313265871,0,0,0,483.01018821038286,0,0,0,915.68532313265871,0,0,0,-577.59634979605846]
[null,null,233,838800,3,22.761290322580646,164.62548503312576,246,0,0,20.310493358633774,24.084049128844878,24.118964600714587,23.955076415706642,23.556620826398035,23.288774936490338,23.556620826398035,23.955076415706642,24.118964600714584,23.893288849775992,404.06984223602376,0,-27.147338358627806,-52.818524758122244,2003.4637583892061,-1519.4280530364322,-420.34598485202224,0,-15.145780144009988,0,0,0,23.223273048876138,-248.26132689957049,0,0,-9.470290991958846,0,43.192102928756121,0,945.28942857558695,-27.147338358627806,52.974428302987775,0,831.82694861340644,0,0,0,450.86817033629063,0,0,0,831.82694861340644,0,0,0,-618.10379311879876]
[null,null,234,842400,3,20.454838709677425,2.3854802927500462,246,195,0,16.767220113851998,20.474087237125975,20.474595320243985,20.472210451428385,20.466412203621218,20.462514562615574,20.466412203621218,20.472210451428385,20.474595320243985,23.873886808870338,46.377678510196574,0,-83.272962759814618,-127.70707424340451,1536.2341188748283,-1278.8764033614125,-252.95221741597945,0,-46.458845034421046,0,0,0,23.41002908193494,-170.54310304962343,0,0,14.936935065936098,0,-61.752579534342942,0,693.62130994795575,-83.272962759814618,38.84379300391501,0,612.11178422330829,0,0,0,341.59424034713084,0,0,0,612.11178422330829,0,0,0,-659.71175915389597]
[null,null,235,846000,3,18.319354838709675,0,368.99999999999994,195,0,14.613472485768497,18.319354838709675,18.319354838709675,18.319354838709675,18.319354838709675,18.319354838709675,18.319354838709675,18.319354838709675,18.319354838709675,23.607100448380024,-117.81310455641858,0,-129.59854087673133,-139.97809021707826,990.08730640457918,-838.32377986718814,-366.33280801024438,0,-72.304362997694625,0,0,0,23.506534875689365,-39.158541092240007,0,0,-33.652852955865804,0,-124.83422485342751,0,357.17793593375114,-129.59854087673133,20.037517950527075,0,312.9436089113164,0,0,0,161.95928002964541,0,0,0,312.9436089113164,0,0,0,-696.1568805349566]
[null,null,236,849600,3,16.383870967741935,0,442.8,195,0,12.677988614800757,16.383870967741935,16.383870967741935,16.383870967741935,16.383870967741935,16.383870967741935,16.383870967741935,16.383870967741935,16.383870967741935,23.21537915968279,-209.83119744875773,0,-167.78394011974598,-122.09337964124876,429.12911669764929,-349.08299438541229,-474.27047794891399,0,-93.608391186599491,0,0,0,23.479732165537673,94.960401381305104,0,0,-46.179665202966063,0,-158.81761637951936,0,16.219324265816578,-167.78394011974598,1.0013263132331121,0,8.3101231341854707,0,0,0,-29.029491913777061,0,0,0,8.3101231341854707,0,0,0,-693.8411351936669]
[null,null,237,853200,3,15.064516129032256,0,492,195,0,11.358633776091079,15.064516129032256,15.064516129032256,15.064516129032256,15.064516129032256,15.064516129032256,15.064516129032256,15.064516129032256,15.064516129032256,22.855646314754214,-261.01694697731529,0,-191.6764681451036,-116.16841824958952,80.136492539745291,-33.308553122367471,-541.80686240804016,0,-106.93827906644226,0,0,0,23.352925293437035,181.27058163824228,0,0,-42.311506813555482,0,-186.27157342725275,0,-185.32889186857938,-191.6764681451036,-10.158601904819943,0,-177.75369411452314,0,0,0,-178.85170568952239,0,0,0,-177.75369411452314,0,0,0,-691.41980581063444]
[null,null,238,856800,3,14.132258064516128,0,410,0,0,10.426375711574952,14.132258064516128,14.132258064516128,14.132258064516128,14.132258064516128,14.132258064516128,14.132258064516128,14.132258064516128,14.132258064516128,22.444569377443933,-25.880307080328578,0,-204.69537072187737,-103.46351213321113,8.1868512790413206,274.09172449571861,-578.60705402977817,0,-114.20165912747258,0,0,0,23.151426356798023,258.53185988308235,0,0,-45.540493687830363,0,-203.44608474900974,0,-291.95263679377371,-204.69537072187737,-16.008228872080561,0,-279.6861132683091,0,0,0,-279.69471028972305,0,0,0,-279.6861132683091,0,0,0,-664.52018169341113]
[null,null,239,860400,3,13.264516129032259,0,410,0,0,9.5586337760910816,13.264516129032259,13.264516129032259,13.264516129032259,13.264516129032259,13.264516129032259,13.264516129032259,13.264516129032259,13.264516129032259,22.084502851383,-11.108566463950865,0,-217.20766884846671,-97.590483332221567,-153.8656345298225,457.55522024655988,-613.97524009396068,0,-121.1823993392069,0,0,0,22.896778085311023,297.91654443111179,0,0,-38.349661466006651,0,-212.80437824831418,0,-377.99771957494818,-217.20766884846671,-20.72625142655686,0,-362.1138180272003,0,0,0,-362.1138180272003,0,0,0,-362.1138180272003,0,0,0,-624.04460957798301]
[null,null,240,864000,4,9.7866666666666671,0,410,0,0,6.0807843137254904,9.7866666666666671,9.7866666666666671,9.7866666666666671,9.7866666666666671,9.7866666666666671,9.7866666666666671,9.7866666666666671,9.7866666666666671,21.695494714317544,-375.92505284016181,0,-216.99890002666041,-99.019906735527456,-277.93591048115059,218.02966440317664,-613.38511872222341,0,-121.06592505969441,0,0,0,22.615915007914879,317.47714110850103,0,0,-382.89895551357858,0,-221.79851254872136,0,-431.82480875893174,-216.99890002666041,-23.677681359101033,0,-413.67903064176511,0,0,0,-413.67903064176511,0,0,0,-413.67903064176511,0,0,0,-934.58581874109268]
[]
[null,null,288,1036800,4,9.7866666666666671,0,410,0,0,6.0807843137254904,9.7866666666666671,9.7866666666666671,9.7866666666666671,9.7866666666666671,9.7866666666666671,9.7866666666666671,9.7866666666666671,9.7866666666666671,18.180432068709624,-21.518406345742221,0,-206.78901564787904,-101.60549277984167,-171.66482705489489,458.54092913687339,-584.5251054177802,0,-115.36972523141036,0,0,0,18.936295095643121,277.32074630694655,0,0,-34.092490687986228,0,-208.85433115527837,0,-359.10366878369001,-206.78901564787904,-19.690258808384179,0,-344.01371711199943,0,0,0,-344.01371711199943,0,0,0,-344.01371711199943,0,0,0,-548.28490051008339]
[null,null,289,1040400,4,9.1966666666666672,0,410,0,0,5.4907843137254906,9.1966666666666672,9.1966666666666672,9.1966666666666672,9.1966666666666672,9.1966666666666672,9.1966666666666672,9.1966666666666672,9.1966666666666672,17.874949548952149,-12.492224835918023,0,-213.80419915002156,-100.6093010320258,-255.9772060478972,557.89848139402648,-604.35474125829012,0,-119.28356848151924,0,0,0,18.675635635238606,294.00206096473249,0,0,-32.128473610994888,0,-214.30933948335772,0,-399.53633599083264,-213.80419915002156,-21.907250030775348,0,-382.74735685952334,0,0,0,-382.74735685952334,0,0,0,-382.74735685952334,0,0,0,-509.48963467970162]
[null,null,290,1044000,4,8.2766666666666655,0,410,0,0,4.5707843137254889,8.2766666666666655,8.2766666666666655,8.2766666666666655,8.2766666666666655,8.2766666666666655,8.2766666666666655,8.2766666666666655,8.2766666666666655,17.530666867824255,6.3117191626156455,0,-227.87925877558828,-96.380763004180537,-342.30312906372137,672.87487000610577,-644.14034440369733,0,-127.13618945623494,0,0,0,18.397000890387606,317.97528859527529,0,0,-36.989526102041346,0,-219.35201844783899,0,-448.77493654919942,-227.87925877558828,-24.607085406004817,0,-429.91689444973917,0,0,0,-429.91689444973917,0,0,0,-429.91689444973917,0,0,0,-481.54916068946312]
[null,null,291,1047600,4,7.5866666666666696,0,410,0,0,3.8807843137254929,7.5866666666666696,7.5866666666666696,7.5866666666666696,7.5866666666666696,7.5866666666666696,7.5866666666666696,7.5866666666666696,7.5866666666666696,17.211658030374164,31.850531969740018,0,-237.10417969636674,-102.88035588290134,-367.67035008900302,739.50541763801118,-670.2161872466778,0,-132.28286800962559,0,0,0,18.10271738821254,327.33032023192999,0,0,-33.318203054633386,0,-229.46950248456994,0,-465.87162211270225,-237.10417969636674,-25.544525462385064,0,-446.29515750373895,0,0,0,-446.29515750373895,0,0,0,-446.29515750373895,0,0,0,-448.88248923479603]
[null,null,292,1051200,4,6.8433333333333328,0,410,0,0,3.1374509803921562,6.8433333333333328,6.8433333333333328,6.8433333333333328,6.8433333333333328,6.8433333333333328,6.8433333333333328,6.8433333333333328,6.8433333333333328,16.886303787795654,57.224459630741194,0,-247.38891948126081,-106.20172903673972,-391.52114691047746,802.33625505921918,-699.28779237098649,0,-138.02083044124836,0,0,0,17.800661220149902,335.88848477076397,0,0,-34.195678410729698,0,-236.1005926993883,0,-481.6760153360176,-247.38891948126081,-26.411106953826199,0,-461.4354318369634,0,0,0,-461.4354318369634,0,0,0,-461.4354318369634,0,0,0,-417.12246503911405]
[null,null,293,1054800,4,6.5133333333333345,0,410,0,0,2.8074509803921579,6.5133333333333345,6.5133333333333345,6.5133333333333345,6.5133333333333345,6.5133333333333345,6.5133333333333345,6.5133333333333345,6.5133333333333345,16.548467852411097,45.858880126280042,0,-247.37069975267914,-109.7247844945079,-471.38736619002088,874.341730563488,-699.23629114043752,0,-138.0106654667033,0,0,0,17.490109842495812,345.89504320489488,0,0,-35.4930332759659,0,-243.49350565064751,0,-513.38548906484152,-247.37069975267914,-28.149790789925618,0,-491.81243678950494,0,0,0,-491.81243678950494,0,0,0,-491.81243678950494,0,0,0,-381.44626396353664]
[null,null,294,1058400,4,7.4700000000000015,29.134886853258774,328,0,0,3.9845490196078446,7.8000154541796851,7.7604776809865958,7.6861107015596142,7.6008765302698338,7.5743053422656885,7.6008765302698338,7.6861107015596142,7.7604776809865958,16.23714974286532,22.235623041711278,0,-216.63009959656907,-109.98148743917241,-556.15498758379567,905.00219766124837,-612.34264018630199,0,-120.86016749490521,0,0,0,17.176400122607664,345.19740340526886,0,0,-32.105718756704718,0,-243.48040888104345,0,-534.16816390740905,-216.63009959656907,-29.289339844845312,0,-511.72179958810187,0,0,0,-511.72179958810187,0,0,0,-511.72179958810187,0,0,0,-348.25298322162251]
[null,null,295,1062000,4,9.5566666666666684,353.20838542133686,393.6,0,0,8.6212745098039214,13.704463642144205,13.207533410573522,12.272852539008374,11.201587440948463,10.867627646512798,11.201587440948463,12.272852539008374,13.207533410573522,16.042887141274367,-230.03941803590124,0,-160.80998556553544,-96.657849287786817,-792.93178486360716,820.36020168102823,-454.55738289786871,0,-89.71754999189281,0,0,0,16.891901050693058,312.58010958300821,0,0,-17.056500609207518,0,-217.54261574856642,0,-557.33848749342769,-160.80998556553544,-30.559807700626337,0,-533.91847936726481,0,0,0,-533.91847936726481,0,0,0,-533.91847936726481,0,0,0,-314.47638142016802]
[null,null,296,1065600,4,12.550000000000004,793.43602835946308,196.8,0,0,15.209954248366017,22.080514794335222,20.938703622829763,18.791059963533201,16.329582720052763,15.562233503010667,16.329582720052763,18.791059963533201,20.93870362282976,15.912942811253069,-321.90552297665681,0,-84.166520141559673,-25.178408067329698,-944.61396046996083,732.05336570219333,-237.91130251408737,0,-46.957369916351759,0,0,0,16.669499770239245,278.5982286460175,0,0,-10.181131614504302,0,-132.92128988789275,0,-557.29744056217658,-84.166520141559673,-30.557557028272136,0,-533.87915727555912,0,0,0,-533.87915727555912,0,0,0,-533.87915727555912,0,0,0,-279.41042281737822]
[null,null,297,1069200,4,15.316666666666668,1160.1615840781114,123,0,0,21.038503267973852,29.43123174234708,27.740224652789664,24.559593087479954,20.914178177042846,19.777744238956863,20.914178177042846,24.559593087479954,27.740224652789657,15.981277636466649,-428.57980007357583,0,-17.470250721693716,63.993822207826661,-964.31493897569635,489.21156741598759,-49.382701072293685,0,-9.7468331147613618,0,0,0,16.529580202584405,202.78826323808065,0,0,12.416352699869886,0,-14.430911455569094,0,-470.02094823177896,-17.470250721693716,-25.890425977399719,0,-456.22886143028069,0,0,0,-462.07777245947693,0,0,0,-456.22886143028069,0,0,0,-247.02062615874797]
[null,null,298,1072800,4,17.806666666666665,1496.7566759025533,123,0,0,26.39360784313725,36.210679186741928,34.005771314562907,29.858538804326699,25.105274265687033,23.623475548359952,25.105274265687033,29.858538804326699,34.005771314562907,16.376993773371225,-468.68028291853562,0,34.414447736353281,109.24828271712252,-585.94574027193926,-26.397273100072141,97.278419881065446,0,19.200175439176107,0,0,0,16.520280204115636,55.142335999792998,0,0,49.612662057320826,0,87.922970564889624,0,-135.47775726648425,34.414447736353281,-8.9184134325482756,0,-204.77816953776971,0,0,0,-278.38930183242883,0,0,0,-204.77816953776971,0,0,0,-226.59408105980955]
[null,null,299,1076400,4,19.306666666666665,1613.1509842562573,123,0,0,28.862650326797382,39.16146630323275,36.782745686114708,32.308587105361028,27.180623030606125,25.582014216242555,27.180623030606125,32.308587105361028,36.782745686114708,17.006743152329928,-363.43245044557455,0,56.368048335924044,130.28559023862206,92.464556077218162,-642.55064509733882,159.33408886599375,0,31.448315704640841,0,0,0,16.676960318243886,-118.32020281020476,0,0,73.711413182409558,0,176.04381235769574,0,334.6642421583233,56.368048335924044,14.906116586542144,0,147.24955457817762,0,0,0,-22.907086397970701,0,0,0,147.24955457817762,0,0,0,-212.9836619386879]
[null,null,300,1080000,4,20.413333333333338,1526.5314288900581,123,0,0,29.262225490196084,39.209521752724868,36.957628924045849,32.722021955380995,27.867468863872993,26.354094111486191,27.867468863872993,32.722021955380995,36.957628924045842,17.922860660728126,-886.41629375741536,0,61.351725750085912,81.29036420522516,394.76319544218313,-1423.8215791549096,937.02008060762444,0,34.228760749617962,0,0,0,17.010610392027179,-331.66269569964737,0,0,105.36611512210392,0,209.55497952860506,0,740.23114950925344,61.351725750085912,35.466875413774638,0,451.35747332330845,0,0,0,198.34012776590723,0,0,0,451.35747332330845,0,0,0,-219.70478224154732]
[null,null,301,1083600,4,21.54666666666667,1487.9423818467726,123,0,0,29.999235294117643,39.749505382481701,37.568699303550531,33.466800088992414,28.765493367097893,27.299892154787038,28.765493367097893,33.466800088992414,37.568699303550531,18.743725482329609,-907.40753509046863,0,68.97762117780637,24.514272834535063,917.06070556753889,-1917.9601346703489,1068.0408415626453,0,38.48332648360114,0,0,0,17.495961441758951,-456.61873170007368,0,0,88.785731150328189,0,201.10340007240379,0,1095.6024148350612,68.97762117780637,53.38586114483801,0,712.94277685825421,0,0,0,382.52592841542327,0,0,0,712.94277685825421,0,0,0,-260.18465447811195]
[null,null,302,1087200,4,21.473333333333336,1189.9050907529399,123,0,0,27.443532679738563,35.959730889921687,34.224176103855612,30.959754345972357,27.218305043910799,26.051933020710557,27.218305043910799,30.959754345972357,34.224176103855612,19.292812284464588,-648.83815958304604,0,53.995679293715689,19.650204195950153,1290.8172191330332,-2013.3012622057449,836.06233107038577,0,30.12474654072965,0,0,0,18.027516181960532,-464.97467115040104,0,0,54.605103718343869,0,199.4708415588897,0,1228.2560860169017,53.995679293715689,60.11296601812424,0,812.51415918928978,0,0,0,455.09628669624851,0,0,0,812.51415918928978,0,0,0,-325.18915634957784]
[null,null,303,1090800,4,21.320000000000007,728.69996378030771,123,0,0,23.386098039215693,29.961432063896801,28.926138180902406,26.978843918235615,24.746992980969654,24.051228243025484,24.746992980969654,26.978843918235615,28.926138180902406,19.625452884031663,-464.86740467381833,0,41.949449091682908,-14.079839213924544,1423.596174827321,-1916.3331893788977,649.54001233933548,0,23.404030432436237,0,0,0,18.506377038503452,-412.20329420531652,0,0,29.331351277114614,0,145.33241200336283,0,1183.0178536520775,41.949449091682908,58.003410675385609,0,787.84711564897884,0,0,0,448.75535574701047,0,0,0,787.84711564897884,0,0,0,-419.81001468599612]
[null,null,304,1094400,4,19.563333333333333,357.86505421822159,147.59999999999997,0,0,18.617875816993461,23.696061109989877,23.200936256190573,22.269651137110671,21.202278010342532,20.869531512162766,21.202278010342532,22.269651137110671,23.20093625619057,19.725498069169049,143.66352892048008,0,-3.1954732731746458,-53.390357144486856,1844.3881664104415,-1644.1388070722999,-9.706656558797139,0,-1.7827875061711753,0,0,0,18.873980086421842,-313.6712500986726,0,0,20.299680163477618,0,67.916388394193589,0,1166.8166460342027,-3.1954732731746458,57.334359193241305,0,783.3641544013127,0,0,0,455.10641464832855,0,0,0,783.3641544013127,0,0,0,-505.34078772958566]
[null,null,305,1098000,4,18.296666666666667,36.12022902999307,246,195,0,14.858019607843136,18.696753895363955,18.648821115533977,18.558663887050582,18.455332049254068,18.423119033660001,18.455332049254068,18.558663887050582,18.648821115533977,19.793927069474609,-76.202626807142678,0,-36.377670450523389,-111.21740219303011,1507.9285614254663,-1436.5361155890555,-102.82781021189868,0,-20.29547764559285,0,0,0,19.142498286243598,-240.62450039893525,0,0,2.3819813539001058,0,-18.160180560242424,0,929.56737679018454,-36.377670450523389,45.662383622946578,0,623.36977507682832,0,0,0,361.15729044630393,0,0,0,623.36977507682832,0,0,0,-562.93770842410993]
[null,null,306,1101600,4,16.59333333333333,0,246,195,0,12.887450980392153,16.59333333333333,16.59333333333333,16.59333333333333,16.59333333333333,16.59333333333333,16.59333333333333,16.59333333333333,16.59333333333333,19.613788586707695,-100.44152680087325,0,-73.851549060632905,-130.92301207170468,1120.7528126539055,-1016.4197783224412,-208.75424337547776,0,-41.202541132782024,0,0,0,19.305805949465096,-115.27560868133769,0,0,-24.583619417895754,0,-86.342232275262916,0,579.80680540881997,-73.851549060632905,28.603775288920072,0,394.98021217069595,0,0,0,237.47527590647107,0,0,0,394.98021217069595,0,0,0,-597.90633533543689]
[null,null,307,1105200,4,14.659999999999997,0,368.99999999999994,195,0,10.954117647058819,14.659999999999997,14.659999999999997,14.659999999999997,14.659999999999997,14.659999999999997,14.659999999999997,14.659999999999997,14.659999999999997,19.33462298757712,-214.87927923734117,0,-114.57451396410158,-116.56627074839966,604.94224966286197,-588.68074418770186,-323.86478383889113,0,-63.922303383218249,0,0,0,19.355007800644152,5.4445201241864831,0,0,-35.271846335264129,0,-118.67184152378042,0,226.47923671681002,-114.57451396410158,10.883169130700981,0,139.69749526643426,0,0,0,63.856751387973254,0,0,0,139.69749526643426,0,0,0,-608.44732697699067]
[null,null,308,1108800,4,14.04666666666667,0,442.8,195,0,10.340784313725493,14.04666666666667,14.04666666666667,14.04666666666667,14.04666666666667,14.04666666666667,14.04666666666667,14.04666666666667,14.04666666666667,19.049105177802083,-346.27636867512757,0,-123.1879227099858,-111.7516262152887,164.00535366378011,-275.34217341363319,-348.21208120098885,0,-68.727812985384986,0,0,0,19.308157064148396,93.790400190498673,0,0,-32.855862671002683,0,-148.02338592007771,0,-56.281604003278495,-123.1879227099858,-3.2546654252675249,0,-62.405284691951863,0,0,0,-70.737527189778177,0,0,0,-62.405284691951863,0,0,0,-615.85257064226471]
[null,null,309,1112400,4,12.653333333333336,0,492,195,0,8.9474509803921585,12.653333333333336,12.653333333333336,12.653333333333336,12.653333333333336,12.653333333333336,12.653333333333336,12.653333333333336,12.653333333333336,18.808184173761958,-343.47353696710445,0,-151.2487160849829,-98.96531785361914,-14.336858079895364,-78.922644948607058,-427.53079237255571,0,-84.383219106962514,0,0,0,19.198976850123927,142.86268709742674,0,0,-26.34486134919598,0,-154.21490679506039,0,-166.00865339536554,-151.2487160849829,-9.1049665750922841,0,-159.1552175028215,0,0,0,-159.27540060616113,0,0,0,-159.1552175028215,0,0,0,-597.59225541927992]
[null,null,310,1116000,4,11.556666666666667,0,410,0,0,7.85078431372549,11.556666666666667,11.556666666666667,11.556666666666667,11.556666666666667,11.556666666666667,11.556666666666667,11.556666666666667,11.556666666666667,18.445521593309628,-97.195947617904721,0,-169.5206064509191,-91.002237457723112,-50.680218047989115,214.00711433872664,-479.17946727372924,0,-94.577295249604745,0,0,0,19.035465955723904,215.6103021403643,0,0,-40.725741334207797,0,-174.38566532697004,0,-258.12306570539027,-169.5206064509191,-14.15332231321255,0,-247.2764358170468,0,0,0,-247.2764358170468,0,0,0,-247.2764358170468,0,0,0,-568.77608606644867]
[null,null,311,1119600,4,10.4,0,410,0,0,6.6941176470588237,10.4,10.4,10.4,10.4,10.4,10.4,10.4,10.4,18.191513351619044,-21.751173589762288,0,-191.68987613958251,-96.967935899933693,-44.091237803143713,310.99787625289764,-541.84476243557151,0,-106.94575952488968,0,0,0,18.829318221534042,234.14656025503001,0,0,-26.395135295193469,0,-187.51993004883715,0,-277.52807467935691,-191.68987613958251,-15.217331628880602,0,-265.86602386090243,0,0,0,-265.86602386090243,0,0,0,-265.86602386090243,0,0,0,-539.08206881844092]
[null,null,312,1123200,5,7.9258064516129032,0,410,0,0,4.2199240986717266,7.9258064516129032,7.9258064516129032,7.9258064516129032,7.9258064516129032,7.9258064516129032,7.9258064516129032,7.9258064516129032,7.9258064516129032,17.826106519336594,-348.74659531733664,0,-199.57997984240038,-102.00522388769895,-166.53588574890068,119.37449416166339,-564.14751233840059,0,-179.59311255053927,0,0,0,18.603269415963695,262.32757835499928,0,0,-420.15964185127723,0,-203.45572273092341,0,-340.74578131827991,-199.57997984240038,-18.68366492814495,0,-326.42724931931406,0,0,0,-326.42724931931406,0,0,0,-326.42724931931406,0,0,0,-833.01794395840295]
[]
[null,null,360,1296000,5,7.9258064516129032,0,410,0,0,4.2199240986717266,7.9258064516129032,7.9258064516129032,7.9258064516129032,7.9258064516129032,7.9258064516129032,7.9258064516129032,7.9258064516129032,7.9258064516129032,13.905022040586909,-170.89936572934783,0,-147.14552898438234,-331.20079547144553,-75.495713022200334,382.94267174868043,-365.61673789907218,0,-132.40969143833232,0,0,0,14.54390681782467,234.67250618822959,0,0,-24.253288878522735,0,-421.95618980275549,0,-286.11972266416677,-147.14552898438234,-15.688426154270541,0,-274.09664085622097,0,0,0,-274.09664085622097,0,0,0,-274.09664085622097,0,0,0,-469.04674442280083]
[null,null,361,1299600,5,6.8032258064516133,0,410,0,0,3.0973434535104367,6.8032258064516133,6.8032258064516133,6.8032258064516133,6.8032258064516133,6.8032258064516133,6.8032258064516133,6.8032258064516133,6.8032258064516133,13.636053333341778,-121.63102388266975,0,-168.08101558383098,-351.8603836074858,-81.730214512066368,480.04058982071342,-417.63574499804128,0,-151.24860105303461,0,0,0,14.32227174235565,251.90741419730605,0,0,-28.607955736439578,0,-449.28107034153248,0,-307.30864313267335,-168.08101558383098,-16.850250340885797,0,-294.39517836949892,0,0,0,-294.39517836949892,0,0,0,-294.39517836949892,0,0,0,-434.52095911115305]
[null,null,362,1303200,5,6.0870967741935491,0,410,0,0,2.3812144212523725,6.0870967741935491,6.0870967741935491,6.0870967741935491,6.0870967741935491,6.0870967741935491,6.0870967741935491,6.0870967741935491,6.0870967741935491,13.345570863455,-106.98581415182775,0,-178.74934612487138,-383.89528353395031,-130.56655423628581,586.22536974327977,-444.1436534487168,0,-160.84855536256188,0,0,0,14.083962745141006,271.05154456737421,0,0,-30.926478395732229,0,-488.71962026980827,0,-341.51256916975626,-178.74934612487138,-18.725709197137896,0,-327.16181585804134,0,0,0,-327.16181585804134,0,0,0,-327.16181585804134,0,0,0,-397.83983226681516]
[null,null,363,1306800,5,5.7193548387096778,0,410,0,0,2.0134724857685011,5.7193548387096778,5.7193548387096778,5.7193548387096778,5.7193548387096778,5.7193548387096778,5.7193548387096778,5.7193548387096778,5.7193548387096778,13.049540133314297,-116.51249670813149,0,-180.66221297770232,-398.00568931209926,-208.12097886502761,670.27638444669765,-448.89660886363498,0,-162.56985883331052,0,0,0,13.829903502123686,286.53186778176217,0,0,-31.447096623314824,0,-508.81676416448386,0,-378.85917439535609,-180.66221297770232,-20.77348644485398,0,-362.93907351928794,0,0,0,-362.93907351928794,0,0,0,-362.93907351928794,0,0,0,-369.99084886140258]
[null,null,364,1310400,5,5.6290322580645169,0,410,0,0,1.9231499051233403,5.6290322580645169,5.6290322580645169,5.6290322580645169,5.6290322580645169,5.6290322580645169,5.6290322580645169,5.6290322580645169,5.6290322580645169,12.735498541785136,-153.32582269930185,0,-175.2690372257855,-395.16821831995367,-345.47396405582981,762.58539690226712,-435.49602959396856,0,-157.7167807811748,0,0,0,13.561233298307988,303.1866914974571,0,0,-33.351941576988111,0,-512.42024835020629,0,-432.76228122692009,-175.2690372257855,-23.72908455301144,0,-414.57710943192399,0,0,0,-414.57710943192399,0,0,0,-414.57710943192399,0,0,0,-338.14794623887997]
[null,null,365,1314000,5,5.6903225806451623,0,410,0,0,1.9844402277039856,5.6903225806451623,5.6903225806451623,5.6903225806451623,5.6903225806451623,5.6903225806451623,5.6903225806451623,5.6903225806451623,5.6903225806451623,12.44974147167706,-181.53842461430202,0,-166.76193035137206,-383.79615581746299,-439.38200300458357,808.40166455911663,-414.35817589328332,0,-150.06161514992036,0,0,0,13.283363252131567,306.32148630125494,0,0,-29.636729356250758,0,-502.26051166801523,0,-460.23029149439009,-166.76193035137206,-25.2352018058642,0,-440.8908821254434,0,0,0,-440.8908821254434,0,0,0,-440.8908821254434,0,0,0,-303.71269648688389]
[null,null,366,1317600,5,5.6806451612903235,2.9155870244722797,328,0,0,2.0005755850727391,5.7307667051360758,5.7215188283377065,5.7068563236827377,5.6951978726964487,5.6935432526935879,5.6951978726964487,5.7068563236827377,5.7215188283377065,12.164679945505982,-126.37464580770632,0,-159.94462062148378,-367.01644295421374,-450.02078939876969,850.60720716676087,-397.41900987245299,0,-143.92702251904365,0,0,0,13.003583209082773,308.27092628410878,0,0,-29.653036162317846,0,-486.23470984974892,0,-465.15539633171539,-159.94462062148378,-25.5052535968521,0,-445.60902835879517,0,0,0,-445.60902835879517,0,0,0,-445.60902835879517,0,0,0,-268.58468613826295]
[null,null,367,1321200,5,7.0451612903225804,141.25107004908102,393.6,0,0,4.3817741935483872,9.0694096790364114,8.6959175981513344,8.1037460658124534,7.6328986255076829,7.5660738308638464,7.6328986255076829,8.1037460658124534,8.6959175981513344,12.003689428428224,-284.48569964720207,0,-122.84407498367753,-366.71450430025254,-553.98073574882937,759.05361538555746,-305.23421456134241,0,-110.54189805075562,0,0,0,12.744296999549331,272.79607191035967,0,0,-14.117251882473129,0,-472.21350578276559,0,-451.26945547545512,-122.84407498367753,-24.743864078934429,0,-432.30659080437152,0,0,0,-432.30659080437152,0,0,0,-432.30659080437152,0,0,0,-231.34517404211579]
[null,null,368,1324800,5,9.0387096774193569,529.30294787639446,196.8,0,0,9.2600221378874146,16.664277013272656,15.257291078109455,13.02651548782001,11.252781157104046,11.001044772329191,11.252781157104046,13.02651548782001,15.257291078109455,11.890675126575031,-285.17094821063085,0,-71.154435059641514,-263.54003152141684,-619.97794721190735,669.50146558233484,-176.79947609090246,0,-64.028699041993761,0,0,0,12.53886402423791,238.76778247235441,0,0,-8.7260283842818307,0,-355.87920070602507,0,-429.36600037777828,-71.154435059641514,-23.542860755487823,0,-411.32354423381025,0,0,0,-411.32354423381025,0,0,0,-411.32354423381025,0,0,0,-197.3560410486815]
[null,null,369,1328400,5,11.09677419354839,961.03084355384385,123,0,0,14.539326375711578,24.977131925548981,22.416080761245908,18.355535250428851,15.126914224933275,14.668693751499539,15.126914224933275,18.355535250428851,22.416080761245908,11.91340005528785,-372.10906221695711,0,-20.948286358459658,-55.397210241000124,-795.02019434791066,499.25662873041335,-52.050811029185709,0,-18.85042754632299,0,0,0,12.407575250789577,182.55573907268865,0,0,6.8507450741058022,0,-125.99737706964663,0,-408.68526304510436,-20.948286358459658,-22.440547340279217,0,-392.94135741881547,0,0,0,-393.73730155635343,0,0,0,-392.94135741881547,0,0,0,-163.52044762014569]
[null,null,370,1332000,5,13.090322580645161,1124.042784551898,123,0,0,17.739256799493987,29.313153220304784,26.319894681859058,21.574084566695632,17.800595935671016,17.265045391537548,17.800595935671016,21.574084566695632,26.319894681859058,12.203283567704782,-393.12924304913633,0,21.190036761311898,143.63871880095704,-655.44589846948202,97.487899858076702,52.651495224530876,0,19.067967939617276,0,0,0,12.379055691422217,66.54749332488889,0,0,36.336601270190258,0,117.902666049996,0,-189.90494521935346,21.190036761311898,-11.691434180793383,0,-239.68295742971341,0,0,0,-271.84207869510982,0,0,0,-239.68295742971341,0,0,0,-144.11586066114941]
[null,null,371,1335600,5,14.645161290322582,1305.3395172822252,123,0,0,20.653649588867804,33.507884187442926,30.027541722909511,24.509460254079194,20.121923209314435,19.499224141822744,20.121923209314435,24.509460254079194,30.027541722909511,12.774614678002949,-304.98829382374964,0,45.738106303006482,216.05624266696913,-71.881776762609491,-494.90086603111575,113.64679130659223,0,41.157679641068242,0,0,0,12.493998600462149,-100.34357378369509,0,0,67.820289100723684,0,254.86232504650314,0,294.84350486876372,45.738106303006482,11.33039741059561,0,63.985664775392969,0,0,0,-57.655318932832643,0,0,0,63.985664775392969,0,0,0,-130.59886818242904]
[null,null,372,1339200,5,15.564516129032262,1317.6366290631636,123,0,0,21.666027830487035,34.607865721898619,31.094196003242782,25.52327418744833,21.093722724978264,20.465060781627209,21.093722724978264,25.52327418744833,31.094196003242782,13.48876209551136,-150.31380630675017,0,51.109621114638017,262.68665223111458,621.12143797356475,-1085.2315176260674,126.99354901347246,0,45.991265980209086,0,0,0,12.767863007849222,-262.28326940259393,0,0,81.002490864359601,0,364.12001537952216,0,820.39176688162172,51.109621114638017,36.137939662941932,0,386.34849735456925,0,0,0,163.87205661355142,0,0,0,386.34849735456925,0,0,0,-132.99994521244534]
[null,null,373,1342800,5,16.28064516129032,1140.3508889882194,123,0,0,21.056208096141678,32.749355072646082,29.710729591415905,24.892990208133767,21.062309176044334,20.518641628123248,21.062309176044334,24.892990208133767,29.710729591415905,14.082427620930092,-71.89259332270899,0,54.141093830944463,246.98464245008299,1038.2148890325336,-1411.2332186362701,134.52593666545229,0,48.719152921391391,0,0,0,13.146415520612923,-342.75444115762906,0,0,63.093902804925939,0,379.53879193838219,0,1081.6943365222132,54.141093830944463,48.919650112877392,0,566.8372863669465,0,0,0,305.47819816257999,0,0,0,566.8372863669465,0,0,0,-166.84732548080837]
[null,null,374,1346400,5,16.470967741935482,939.83872712665425,123,0,0,19.763026565464894,30.059107416420275,27.551973118734104,23.576912776565827,20.416262720028055,19.967688993403449,20.416262720028055,23.576912776565827,27.551973118734104,14.629598684405742,28.450318857490629,0,45.536938230632344,173.95160927861511,1458.9274256325025,-1649.9656542842592,113.14694319772661,0,40.976657474957229,0,0,0,13.566449283439505,-389.99694921098921,0,0,57.054059792837286,0,324.77595376003291,0,1312.1301663553936,45.536938230632344,59.862965441430873,0,711.16491006884291,0,0,0,407.25310067324358,0,0,0,711.16491006884291,0,0,0,-234.06364486686761]
[null,null,375,1350000,5,16.764516129032259,586.12794066082813,123,0,0,17.413200506008856,25.219926006860042,23.659826639799316,21.186289769609211,19.219531085299487,18.940399812741422,19.219531085299487,21.186289769609211,23.659826639799316,15.004471671694251,53.941099365405535,0,43.405450910319381,94.014022027938978,1603.7165525398375,-1687.1949261126904,107.85077520468639,0,39.058627206995013,0,0,0,13.979513304069418,-376.97218178351335,0,0,35.681788058862352,0,239.80127067246295,0,1340.0255308846533,43.405450910319381,61.250218516704997,0,731.46025877647833,0,0,0,423.96950069336611,0,0,0,731.46025877647833,0,0,0,-318.5799388375674]
[null,null,376,1353600,5,15.854838709677418,176.31397411177261,147.59999999999997,0,0,13.451527514231497,18.384085294874868,17.917416493040186,17.177513310026715,16.589201476765741,16.505705605111949,16.589201476765741,17.177513310026715,17.917416493040186,15.156500131026897,83.56702903369046,0,17.628801270038871,-4.9875198205019728,1576.7362530097589,-1505.8105054256052,43.802790733157302,0,15.863371131319093,0,0,0,14.323000641365589,-307.50844955500594,0,0,10.386372376299414,0,113.9358728379861,0,1187.3406697430576,17.628801270038871,54.501918893433185,0,658.53565417194204,0,0,0,391.88227748381433,0,0,0,658.53565417194204,0,0,0,-389.38681924388067]
[null,null,377,1357200,5,14.700000000000001,2.4493001890525363,246,195,0,11.012137887413029,14.734990511741376,14.728534446806664,14.718298358651309,14.71015944003824,14.70900432796077,14.71015944003824,14.718298358651309,14.728534446806664,15.234136179512213,-147.91377224538792,0,-12.674176979213939,-169.45819459645173,1365.760571918921,-1331.5419725886431,-31.491892921785929,0,-11.404925957557641,0,0,0,14.579712101591278,-241.5869941309733,0,0,4.514471457459944,0,-76.028745728307968,0,982.68992768943792,-12.674176979213939,45.12688951714734,0,545.88623328581627,0,0,0,325.67010080873769,0,0,0,545.88623328581627,0,0,0,-454.44918729586499]
[null,null,378,1360800,5,13.654838709677422,0,246,195,0,9.9489563567362467,13.654838709677422,13.654838709677422,13.654838709677422,13.654838709677422,13.654838709677422,13.654838709677422,13.654838709677422,13.654838709677422,15.116818157139567,-201.24905493509141,0,-35.675604742267637,-246.73483063241309,1074.3434219845913,-993.18204154500199,-88.644203588604981,0,-32.102883780457468,0,0,0,14.751486782121868,-136.02086876716604,0,0,-17.010887820847252,0,-194.13119255497273,0,653.82550015122308,-35.675604742267637,30.366279243508988,0,378.62470703777552,0,0,0,240.69308604956893,0,0,0,378.62470703777552,0,0,0,-499.35196979760258]
[null,null,379,1364400,5,12.267741935483874,0,368.99999999999994,195,0,8.5618595825426986,12.267741935483874,12.267741935483874,12.267741935483874,12.267741935483874,12.267741935483874,12.267741935483874,12.267741935483874,12.267741935483874,14.847717044317807,-368.4538290733239,0,-63.157293559165133,-244.2439677394315,503.43963425393719,-564.49220202866445,-156.92874805653724,0,-56.832428480628977,0,0,0,14.818280420961184,-12.839325388004012,0,0,-33.104330998494206,0,-239.27858829442027,0,212.18147485096225,-63.157293559165133,9.946841128297363,0,127.04102864692476,0,0,0,84.600050172794468,0,0,0,127.04102864692476,0,0,0,-517.87843581019183]
[null,null,380,1368000,5,10.412903225806453,0,442.8,195,0,6.707020872865276,10.412903225806453,10.412903225806453,10.412903225806453,10.412903225806453,10.412903225806453,10.412903225806453,10.412903225806453,10.412903225806453,14.57921197185863,-397.65447660738863,0,-102.06043921286283,-261.90698307558978,219.80954680706316,-253.49660112599918,-253.59251559395989,0,-91.83963221655317,0,0,0,14.78819853117057,75.390493722911316,0,0,-31.126130694990323,0,-291.06290806139515,0,-27.773390048114429,-102.06043921286283,-1.5720211851286465,0,-28.826947866491963,0,0,0,-30.063372122357283,0,0,0,-28.826947866491963,0,0,0,-527.20528466621272]
[null,null,381,1371600,5,10.232258064516129,0,492,195,0,6.5263757115749526,10.232258064516129,10.232258064516129,10.232258064516129,10.232258064516129,10.232258064516129,10.232258064516129,10.232258064516129,10.232258064516129,14.420091731829652,-457.74474471515316,0,-103.22191777046817,-324.04698008753786,104.86647995368213,-135.34232681082926,-256.47847485009504,0,-92.884794910154852,0,0,0,14.704757253318492,104.21217464950269,0,0,-16.715839825900417,0,-364.34917465673419,0,-91.817835374128038,-103.22191777046817,-5.0349009656994674,0,-87.976458406838788,0,0,0,-87.985876357938437,0,0,0,-87.976458406838788,0,0,0,-513.68945950124385]
[null,null,382,1375200,5,9.5999999999999979,0,410,0,0,5.8941176470588212,9.5999999999999979,9.5999999999999979,9.5999999999999979,9.5999999999999979,9.5999999999999979,9.5999999999999979,9.5999999999999979,9.5999999999999979,14.141746247571968,-228.99224444088446,0,-111.81813797323503,-304.08664111485598,82.696271564380481,104.21626308282606,-277.8377510067719,0,-100.62014964665606,0,0,0,14.583724841506839,161.48269097734186,0,0,-31.35078745030394,0,-366.53718351275705,0,-162.61262071652934,-111.81813797323503,-8.9163237965880189,0,-155.77945023923894,0,0,0,-155.77945023923894,0,0,0,-155.77945023923894,0,0,0,-482.05413493828593]
[null,null,383,1378800,5,8.7483870967741932,0,410,0,0,5.0425047438330166,8.7483870967741932,8.7483870967741932,8.7483870967741932,8.7483870967741932,8.7483870967741932,8.7483870967741932,8.7483870967741932,8.7483870967741932,13.846743471535289,-225.71003166545859,0,-125.45226487808547,-302.2907166120392,-102.97359894425006,305.0065487689161,-311.71485918300795,0,-112.88889168022421,0,0,0,14.41474621310932,207.99964306782945,0,0,-32.314139460861284,0,-382.73085821197327,0,-262.77749657426972,-125.45226487808547,-14.408532594757107,0,-251.73528211529657,0,0,0,-251.73528211529657,0,0,0,-251.73528211529657,0,0,0,-450.14580094475025]
[null,null,384,1382400,6,5.4766666666666675,0,410,0,0,1.7707843137254908,5.4766666666666675,5.4766666666666675,5.4766666666666675,5.4766666666666675,5.4766666666666675,5.4766666666666675,5.4766666666666675,5.4766666666666675,13.582044691715966,-457.34251760194422,0,-140.29076361779522,-324.19275772659216,-71.023428840453903,78.16443258289712,-348.58450477793451,0,-126.24139415239641,0,0,0,14.220111885183517,217.77930589191115,0,0,-304.38911064036398,0,-408.41500900116733,0,-265.76798368216527,-140.29076361779522,-14.572506038183745,0,-254.60010549470445,0,0,0,-254.60010549470445,0,0,0,-254.60010549470445,0,0,0,-712.4934365253597]
[]
[null,null,432,1555200,6,5.4766666666666675,0,410,0,0,1.7707843137254908,5.4766666666666675,5.4766666666666675,5.4766666666666675,5.4766666666666675,5.4766666666666675,5.4766666666666675,5.4766666666666675,5.4766666666666675,10.601064815847501,-225.33187810588106,0,-126.59418955501494,-356.10848138237498,-180.966283623653,438.33707645516188,-314.55223234811251,0,-113.91645870969269,0,0,0,11.198248939515697,219.24344507061886,0,0,-24.557124093067401,0,-440.89696229619454,0,-295.41726722369179,-126.59418955501494,-16.198226177421539,0,-283.00349183541073,0,0,0,-283.00349183541073,0,0,0,-283.00349183541073,0,0,0,-357.63641783783817]
[null,null,433,1558800,6,5.54,0,410,0,0,1.8341176470588234,5.54,5.54,5.54,5.54,5.54,5.54,5.54,5.54,10.379333399788532,-254.94586267716187,0,-119.40608862488814,-323.09663396793735,-312.98593497604065,500.5427948917042,-296.69175074257771,0,-107.44820763366647,0,0,0,10.995012432758354,226.17606591766213,0,0,-22.909755135743922,0,-410.56618199499695,0,-336.90536763273712,-119.40608862488814,-18.473088579382701,0,-322.7482142604793,0,0,0,-322.7482142604793,0,0,0,-322.7482142604793,0,0,0,-320.59990087252839]
[null,null,434,1562400,6,5.6666666666666679,0,410,0,0,1.9607843137254912,5.6666666666666679,5.6666666666666679,5.6666666666666679,5.6666666666666679,5.6666666666666679,5.6666666666666679,5.6666666666666679,5.6666666666666679,10.161390373715953,-287.1743553009926,0,-110.9366660964146,-308.09806287203764,-415.95211196480727,547.81248563226688,-275.64753242264447,0,-99.826952462705279,0,0,0,10.787234482344864,229.9449030071267,0,0,-22.703937179215657,0,-397.02514123266968,0,-367.40009508140764,-110.9366660964146,-20.145165831584617,0,-351.96151797711047,0,0,0,-351.96151797711047,0,0,0,-351.96151797711047,0,0,0,-287.01314795734015]
[null,null,435,1566000,6,5.7099999999999991,0,410,0,0,2.0041176470588224,5.7099999999999991,5.7099999999999991,5.7099999999999991,5.7099999999999991,5.7099999999999991,5.7099999999999991,5.7099999999999991,5.7099999999999991,10.025312815167062,-269.68965020200744,0,-106.44085607162241,-300.96243691171549,-354.98348706618094,492.69712984751141,-264.47666364515732,0,-95.781373760743648,0,0,0,10.58786475769006,207.14052428728317,0,0,-12.807163320625234,0,-381.07032968978126,0,-325.94514063116839,-106.44085607162241,-17.872120878355055,0,-312.24854867930662,0,0,0,-312.24854867930662,0,0,0,-312.24854867930662,0,0,0,-259.33614929351427]
[null,null,436,1569600,6,5.0333333333333323,0,410,0,0,1.3274509803921557,5.0333333333333323,5.0333333333333323,5.0333333333333323,5.0333333333333323,5.0333333333333323,5.0333333333333323,5.0333333333333323,5.0333333333333323,9.8559109756956058,-226.8753962517186,0,-118.66791754059015,-294.88536330725128,-309.91207397293385,496.58995856905665,-294.85759576882316,0,-106.7839604344806,0,0,0,10.402487207765057,200.95486392140378,0,0,-17.562088533618578,0,-372.60106257776295,0,-307.43776223744658,-118.66791754059015,-16.857330158807741,0,-294.51887174008925,0,0,0,-294.51887174008925,0,0,0,-294.51887174008925,0,0,0,-232.9859937663588]
[null,null,437,1573200,6,4.0500000000000007,0,410,0,0,0.34411764705882408,4.0500000000000007,4.0500000000000007,4.0500000000000007,4.0500000000000007,4.0500000000000007,4.0500000000000007,4.0500000000000007,4.0500000000000007,9.6740470364210491,-161.39672395375726,0,-138.30360203878203,-318.07371094186243,-226.02878194322147,521.00937097010865,-343.64694711504222,0,-124.45323617483955,0,0,0,10.219761053846407,200.5544690613624,0,0,-18.942438182276632,0,-395.63456466185977,0,-285.6313339423437,-138.30360203878203,-15.661646978317357,0,-273.62877479359054,0,0,0,-273.62877479359054,0,0,0,-273.62877479359054,0,0,0,-207.11292925843787]
[null,null,438,1576800,6,5.173333333333332,0,328,0,0,1.4674509803921554,5.173333333333332,5.173333333333332,5.173333333333332,5.173333333333332,5.173333333333332,5.173333333333332,5.173333333333332,5.173333333333332,9.5171585922398751,-173.75376897851368,0,-107.60005760375051,-358.15767241281321,-216.29996439852107,508.30392543657115,-267.35696511044523,0,-96.824487460788291,0,0,0,10.040755284422795,192.55410903719726,0,0,-16.014445845883259,0,-432.6245299907863,0,-274.05586246191621,-107.60005760375051,-15.026944386581988,0,-262.53971801844386,0,0,0,-262.53971801844386,0,0,0,-262.53971801844386,0,0,0,-190.77269672399208]
[null,null,439,1580400,6,6.06,55.154292268625028,393.6,195,0,2.7879346405228755,6.9854507262939087,6.798792185895663,6.5053085660821734,6.3082808649853668,6.2917629637650254,6.3082808649853668,6.5053085660821734,6.798792185895663,9.4488074661554133,-473.37064714077258,0,-83.918734838201999,-312.96368392198241,-486.09387593924873,409.60564755866051,-208.51529973035846,0,-75.514722482671672,0,0,0,9.8822574636834624,159.85509307436152,0,0,-5.153651503152318,0,-374.78478194270826,0,-305.53717518264489,-83.918734838201999,-16.753117770436258,0,-292.69814955244954,0,0,0,-292.69814955244954,0,0,0,-292.69814955244954,0,0,0,-170.755680799174]
[null,null,440,1584000,6,8.0066666666666659,358.84899872559373,196.8,0,0,6.9006666666666652,13.552929372042923,12.434277377034412,10.675418467572129,9.4946236835047237,9.395631249973075,9.4946236835047237,10.675418467572129,12.434277377034412,9.2502537404241281,-351.91919462455093,0,-31.537100811729907,-240.26192279825818,-589.03175538286837,508.91158436830557,-78.361143564224008,0,-28.378828878884573,0,0,0,9.7445939746212833,181.26936796207579,0,0,-20.991686062887108,0,-310.36460860837229,0,-356.09364991224567,-31.537100811729907,-19.525214405475115,0,-341.13018271634678,0,0,0,-341.13018271634678,0,0,0,-341.13018271634678,0,0,0,-149.19526201235732]
[null,null,441,1587600,6,8.8633333333333315,655.44584191002082,123,0,0,9.8876666666666644,18.954181797876775,16.918910775599386,13.718849821275732,11.570516453980041,11.390410011323446,11.570516453980041,13.718849821275732,16.918910775599386,9.3128292503727916,-295.51827170020283,0,-11.387939434162353,-64.715898004050189,-536.9625746064105,317.54814034442018,-28.295941412889015,0,-10.247498221681582,0,0,0,9.6458743373567533,123.41545790004916,0,0,11.159130743817782,0,-112.44461889355306,0,-277.04048685690208,-11.387939434162353,-15.190596367588309,0,-265.39892504292214,0,0,0,-265.39892504292214,0,0,0,-265.39892504292214,0,0,0,-130.5174026998925]
[null,null,442,1591200,6,10.686666666666667,884.48151056712561,123,0,0,13.355931372549019,24.28660526913545,21.543569236078866,17.230687850942694,14.335272069453369,14.092533654478114,14.335272069453369,17.230687850942694,21.543569236078866,9.5012902876659577,-376.78127060963368,0,28.564344044431472,43.326941615406987,-503.55122484660137,54.878668577129247,70.974649123455748,0,25.703777798528755,0,0,0,9.6306558259168806,48.774040278789109,0,0,23.770834004566009,0,24.464453927640857,0,-158.31099499487635,28.564344044431472,-9.3192039405523808,0,-180.36468309289998,0,0,0,-193.13186283676782,0,0,0,-180.36468309289998,0,0,0,-122.19774645087929]
[null,null,443,1594800,6,11.59,935.37694279828565,123,0,0,14.63143137254902,25.983872259190761,23.080703986430581,18.516046340445129,15.45160273417496,15.194693799533299,15.45160273417496,18.516046340445129,23.080703986430581,9.9908094561494938,-242.78118033769337,0,39.279367305141839,139.74416541996248,22.057480234542425,-443.86219329734013,97.598576320791153,0,35.345748801642259,0,0,0,9.7256508519003653,-95.007980098180312,0,0,58.334467525724691,0,176.48680237597452,0,265.91724950787619,39.279367305141839,10.741837212474977,0,82.219769666732361,0,0,0,5.4891650068622138,0,0,0,82.219769666732361,0,0,0,-98.931315751104904]
[null,null,444,1598400,6,11.92,922.28766147624788,123,0,0,14.865558823529412,26.109349795897273,23.247432627482642,18.747634180539499,15.726733239070885,15.473474722274323,15.726733239070885,18.747634180539499,23.247432627482642,10.44268064763672,-148.62350204692348,0,36.477443605273812,142.88312670536465,454.20488833101535,-782.18896068857725,90.636555727582532,0,32.824422770916229,0,0,0,9.931779328085085,-186.31953168369068,0,0,49.893817192626884,0,214.9388730057656,0,606.30743574775033,36.477443605273812,26.215278332048143,0,264.91077026434209,0,0,0,124.40426444616099,0,0,0,264.91077026434209,0,0,0,-105.74726072562946]
[null,null,445,1602000,6,12.203333333333331,821.31194503378606,123,0,0,14.426954248366012,24.852591404325022,22.301302630575453,18.289905868809168,15.596889193260935,15.371118993518408,15.596889193260935,18.289905868809168,22.301302630575453,10.958852875632228,-21.213615840622651,0,30.784050256199222,100.10124576233767,965.90113733200724,-1118.0000491911667,76.490017139339997,0,27.701192307909547,0,0,0,10.212933960488085,-272.72009644737551,0,0,56.706728205425478,0,205.57086509346607,0,932.9801469797236,30.784050256199222,41.652157361040892,0,466.62032256489982,0,0,0,276.64105799818577,0,0,0,466.62032256489982,0,0,0,-127.87709220506345]
[null,null,446,1605600,6,13.189999999999998,666.78251436120024,123,0,0,14.288313725490191,23.438668948029758,21.371566364918795,18.121456579838082,15.939523360963239,15.756600060441922,15.939523360963239,18.121456579838082,21.371566364918795,11.329056267594661,-48.191807584017624,0,45.614097751360575,48.750362559178882,1104.1082395982762,-1246.6645074928333,113.33866368329778,0,41.046089882463406,0,0,0,10.532965503607905,-292.33630222996283,0,0,37.260344482642239,0,161.80619861419945,0,1013.8289749291361,45.614097751360575,45.496211833670202,0,517.60029308196022,0,0,0,315.84769958356077,0,0,0,517.60029308196022,0,0,0,-185.32400575182402]
[null,null,447,1609200,6,13.113333333333333,282.06458790378429,123,0,0,11.461287581699345,17.494730565358207,16.611025805073709,15.221574932151604,14.288779052597002,14.210577712828776,14.288779052597002,15.221574932151604,16.611025805073709,11.564268097110798,-3.9678709078900738,0,38.300012537794814,33.129815690671165,1146.3467721814834,-1221.7444713178395,95.165145296724305,0,34.464471175008818,0,0,0,10.82888868020116,-270.65464055876151,0,0,21.278588006792724,0,137.80065690036622,0,994.6905253339271,38.300012537794814,44.578692026732526,0,505.19264400799324,0,0,0,306.07592662172203,0,0,0,505.19264400799324,0,0,0,-239.12024771662081]
[null,null,448,1612800,6,13,69.775645713762856,147.59999999999997,195,0,9.8046830065359458,14.089176057801822,13.869494979804118,13.524089953933139,13.292205263953196,13.272765112226937,13.292205263953196,13.524089953933139,13.869494979804118,11.721220309525748,-205.29902244139225,0,31.622321989138484,-94.492200821875727,1022.0331718907078,-1164.4623154993628,78.572895080556862,0,28.455515611281847,0,0,0,11.07503433507229,-238.03680192938953,0,0,13.629655533596413,0,-2.4357252876778031,0,883.69941680965201,31.622321989138484,39.558225593137607,0,446.74438043637946,0,0,0,268.9220275346205,0,0,0,446.74438043637946,0,0,0,-300.25866762730072]
[null,null,449,1616400,6,11.453333333333337,0,246,195,0,7.7474509803921601,11.453333333333337,11.453333333333337,11.453333333333337,11.453333333333337,11.453333333333337,11.453333333333337,11.453333333333337,11.453333333333337,11.809119653171516,-208.25175864663152,0,-8.1067113136114788,-163.70504453633242,1022.4659287679374,-1058.905931564625,-20.142979307830121,0,-7.2948675438780226,0,0,0,11.275582549751997,-196.75699148096834,0,0,7.0878421349763885,0,-87.612797347500404,0,770.4348386045391,-8.1067113136114788,35.022639649596016,0,413.51168377423448,0,0,0,269.16709130097479,0,0,0,413.51168377423448,0,0,0,-344.57054979191651]
[null,null,450,1620000,6,10.830000000000004,0,246,195,0,7.124117647058827,10.830000000000004,10.830000000000004,10.830000000000004,10.830000000000004,10.830000000000004,10.830000000000004,10.830000000000004,10.830000000000004,11.639051291462707,-309.32839552243809,0,-19.777775844692531,-220.88080017224323,622.53807201536233,-691.20789152086468,-49.142409811194732,0,-17.797137398651032,0,0,0,11.405414600403702,-87.704274573497244,0,0,-22.972217305781101,0,-186.96274069119417,0,382.89221260385557,-19.777775844692531,17.850695081031887,0,225.51013213866435,0,0,0,162.66959044642883,0,0,0,225.51013213866435,0,0,0,-372.79345557632257]
[null,null,451,1623600,6,9.2466666666666661,0,368.99999999999994,195,0,5.5407843137254895,9.2466666666666661,9.2466666666666661,9.2466666666666661,9.2466666666666661,9.2466666666666661,9.2466666666666661,9.2466666666666661,9.2466666666666661,11.512586039526445,-367.60571026342421,0,-55.264730262771444,-218.06933061781973,379.20837951419003,-473.48002889702309,-137.31786850072226,0,-49.730263175668107,0,0,0,11.453982925941391,-22.561712511595896,0,0,-15.265554451410544,0,-209.34399185087798,0,154.02790391205838,-55.264730262771444,7.6426057944819501,0,111.46739426309665,0,0,0,95.417042544707982,0,0,0,111.46739426309665,0,0,0,-391.56868537063121]
[null,null,452,1627200,6,7.6733333333333338,0,442.8,195,0,3.9674509803921572,7.6733333333333338,7.6733333333333338,7.6733333333333338,7.6733333333333338,7.6733333333333338,7.6733333333333338,7.6733333333333338,7.6733333333333338,11.298047888043083,-412.67119897356343,0,-88.803685421263381,-256.41912164423991,149.02895898493583,-216.47735089299599,-220.65307727143917,0,-79.910471397769939,0,0,0,11.440505700779438,51.135319051212285,0,0,-25.529428591560212,0,-276.19479166255792,0,-19.720435441344605,-88.803685421263381,-1.0940461825047481,0,-19.464380511356286,0,0,0,-19.719056350952002,0,0,0,-19.464380511356286,0,0,0,-402.1264980037364]
[null,null,453,1630800,6,6.7633333333333336,0,492,195,0,3.057450980392157,6.7633333333333336,6.7633333333333336,6.7633333333333336,6.7633333333333336,6.7633333333333336,6.7633333333333336,6.7633333333333336,6.7633333333333336,11.180562507275207,-404.62157934158046,0,-108.55867619752864,-310.85121583950712,129.51705495258247,-114.72874225712718,-269.73887236624608,0,-97.687105530703832,0,0,0,11.382084988573721,73.758313687393482,0,0,-12.10924355113694,0,-339.37592439033608,0,-50.9223207773572,-108.55867619752864,-2.7921565898389464,0,-48.782505937416062,0,0,0,-48.782505937416062,0,0,0,-48.782505937416062,0,0,0,-382.51172048939895]
[null,null,454,1634400,6,5.7966666666666669,0,410,0,0,2.0907843137254902,5.7966666666666669,5.7966666666666669,5.7966666666666669,5.7966666666666669,5.7966666666666669,5.7966666666666669,5.7966666666666669,5.7966666666666669,10.876438788104345,-174.71637588649429,0,-124.95887492762805,-319.47541901105507,100.88830482968012,168.82961322250873,-310.4889189492576,0,-112.44491209382593,0,0,0,11.281727547961733,147.6867822909866,0,0,-35.346757971924603,0,-376.59064048310103,0,-142.29144592465258,-124.95887492762805,-7.8020795665089109,0,-136.31219472521315,0,0,0,-136.31219472521315,0,0,0,-136.31219472521315,0,0,0,-367.3540985558821]
[null,null,455,1638000,6,5.0366666666666671,0,410,0,0,1.3307843137254904,5.0366666666666671,5.0366666666666671,5.0366666666666671,5.0366666666666671,5.0366666666666671,5.0366666666666671,5.0366666666666671,5.0366666666666671,10.605517277989485,-166.21013716937512,0,-137.07605257670147,-333.71218340353585,-45.903905554781772,350.482004365644,-340.59681957781146,0,-123.34861922438755,0,0,0,11.126406043642103,190.7609127915924,0,0,-29.39466317998172,0,-407.48555440727529,0,-228.64500997196905,-137.07605257670147,-12.53699088300189,0,-219.03708209382611,0,0,0,-219.03708209382611,0,0,0,-219.03708209382611,0,0,0,-342.08433566946076]
[null,null,456,1641600,7,4.6645161290322577,0,410,0,0,0.95863377609108102,4.6645161290322577,4.6645161290322577,4.6645161290322577,4.6645161290322577,4.6645161290322577,4.6645161290322577,4.6645161290322577,4.6645161290322577,10.378182946015873,-264.63581736307805,0,-121.23593823478394,-350.63041969967634,-177.47037656633813,384.70091713772041,-301.23843082068595,0,-109.09480759424407,0,0,0,10.945144050796163,206.03832309344759,0,0,-58.930732684560482,0,-430.31205588039381,0,-279.50866547915138,-121.23593823478394,-15.325930757298165,0,-267.76338794360009,0,0,0,-267.76338794360009,0,0,0,-267.76338794360009,0,0,0,-363.33076945677027]
[]
[null,null,504,1814400,7,4.6645161290322577,0,410,0,0,0.95863377609108102,4.6645161290322577,4.6645161290322577,4.6645161290322577,4.6645161290322577,4.6645161290322577,4.6645161290322577,4.6645161290322577,4.6645161290322577,10.354395934910036,-141.70628103408581,0,-139.58471216336787,-290.62205228416303,-15.157689527800699,303.65817294124577,-346.8301583744904,0,-125.60604997397945,0,0,0,10.8420316783297,178.70622420674925,0,0,-25.436265175806398,0,-359.73348809221716,0,-207.10875300910499,-139.58471216336787,-11.356121651565291,0,-198.40580356757746,0,0,0,-198.40580356757746,0,0,0,-198.40580356757746,0,0,0,-345.14306117518083]
[null,null,505,1818000,7,4.0580645161290319,0,410,0,0,0.35218216318785522,4.0580645161290319,4.0580645161290319,4.0580645161290319,4.0580645161290319,4.0580645161290319,4.0580645161290319,4.0580645161290319,4.0580645161290319,10.113189940024496,-134.51330532299295,0,-149.11176473920449,-356.39387367404515,-53.128883545021154,424.1212166352779,-370.50230056333015,0,-134.17901920104435,0,0,0,10.667587993307695,203.35530964842542,0,0,-25.839315438942037,0,-435.03790239424541,0,-244.80817708380971,-149.11176473920449,-13.423244550844565,0,-234.52105422165221,0,0,0,-234.52105422165221,0,0,0,-234.52105422165221,0,0,0,-314.16966522782621]
[null,null,506,1821600,7,4.0516129032258066,0,410,0,0,0.34573055028462996,4.0516129032258066,4.0516129032258066,4.0516129032258066,4.0516129032258066,4.0516129032258066,4.0516129032258066,4.0516129032258066,4.0516129032258066,9.9188827938800657,-146.74160706260426,0,-144.70499265168326,-373.16436540846445,-85.345615021772346,456.47336601931585,-359.55266691543858,0,-130.2135617632606,0,0,0,10.480595790544427,206.39797771019795,0,0,-20.109858031105489,0,-452.98509157929811,0,-256.46895210596011,-144.70499265168326,-14.062624479404381,0,-245.69182998499605,0,0,0,-245.69182998499605,0,0,0,-245.69182998499605,0,0,0,-292.86406333953067]
[null,null,507,1825200,7,3.6129032258064515,0,410,0,0,-9.2979127134725115E-2,3.6129032258064515,3.6129032258064515,3.6129032258064515,3.6129032258064515,3.6129032258064515,3.6129032258064515,3.6129032258064515,3.6129032258064515,9.6065088576223374,-189.72227012322207,0,-147.69835855285785,-349.88102747365667,-316.60488857835617,624.46200448164859,-366.99036946528588,0,-132.90715808298719,0,0,0,10.275349920126294,245.13745951843831,0,0,-34.482338153056844,0,-444.68355532549953,0,-359.39215532698807,-147.69835855285785,-19.706077011298998,0,-344.29008111694793,0,0,0,-344.29008111694793,0,0,0,-344.29008111694793,0,0,0,-265.52091004585577]
[null,null,508,1828800,7,3.212903225806452,0,410,0,0,-0.49297912713472458,3.212903225806452,3.212903225806452,3.212903225806452,3.212903225806452,3.212903225806452,3.212903225806452,3.212903225806452,3.212903225806452,9.351505571761626,-179.97661847239135,0,-151.25715665511095,-351.56901509093132,-367.3257741376824,690.17532741133334,-375.83301770589458,0,-136.10956159373652,0,0,0,10.046721979931968,255.3537177537107,0,0,-26.565480018311746,0,-450.32249808359052,0,-383.92168944341859,-151.25715665511095,-21.051072669064165,0,-367.78885582732795,0,0,0,-367.78885582732795,0,0,0,-367.78885582732795,0,0,0,-236.89818639730393]
[null,null,509,1832400,7,3.3032258064516129,0,410,0,0,-0.40265654648956373,3.3032258064516129,3.3032258064516129,3.3032258064516129,3.3032258064516129,3.3032258064516129,3.3032258064516129,3.3032258064516129,3.3032258064516129,9.1483166025939262,-188.78404694981828,0,-144.19977534056414,-361.77829055096072,-363.24831812696107,680.44233706866771,-358.29733889768335,0,-129.75893926309828,0,0,0,9.8180440582065174,246.29017265817404,0,0,-20.550152452425859,0,-457.02660959175387,0,-372.57546610690116,-144.19977534056414,-20.428940139061169,0,-356.91941392382728,0,0,0,-356.91941392382728,0,0,0,-356.91941392382728,0,0,0,-213.72555596734983]
[null,null,510,1836000,7,4.161290322580645,0.36444837805903485,328,0,0,0.45881720430107453,4.1684747304819316,4.1670469516069524,4.1648051073719081,4.1631623023050901,4.1629810067541753,4.1631623023050901,4.1648051073719081,4.1670469516069524,8.9417736127122254,-190.83310193249054,0,-118.27464949371732,-350.66170664162615,-418.69503134490242,696.79828554775531,-293.88043131530554,0,-106.43007607864324,0,0,0,9.5963436348257911,240.65783592082894,0,0,-21.065350603179994,0,-443.73182019125505,0,-380.2825581389165,-118.27464949371732,-20.851532972168169,0,-364.30264503098408,0,0,0,-364.30264503098408,0,0,0,-364.30264503098408,0,0,0,-176.92114777529164]
[null,null,511,1839600,7,5.2064516129032254,106.25394020123787,393.6,0,0,2.2773877292852625,6.8434702704106574,6.5181406553260732,6.0073204331980783,5.6329955644017833,5.5916860781575615,5.6329955644017833,6.0073204331980783,6.5181406553260723,8.8081628155652147,-333.50666654690133,0,-89.259461589709232,-311.47119019218189,-567.96241875615556,635.18640399114531,-221.78555745666446,0,-80.320604021203337,0,0,0,9.3928500490721909,215.30887976709002,0,0,-12.123914290384732,0,-394.73804834991415,0,-389.44548221935167,-89.259461589709232,-21.353951527780367,0,-373.08053243938116,0,0,0,-373.08053243938116,0,0,0,-373.08053243938116,0,0,0,-146.50246851001467]
[null,null,512,1843200,7,6.4258064516129032,364.60562849133976,196.8,0,0,5.3759614168247944,12.022973378708061,10.910631650893778,9.1640748600630459,7.884212369793083,7.7429701859480247,7.884212369793083,9.1640748600630459,10.910631650893778,8.6895059432740016,-270.98447535508456,0,-56.3431433686102,-228.60323334329337,-578.71602433394582,592.67792569076482,-139.99743263417426,0,-50.700678978123911,0,0,0,9.2245592686427926,196.92575391164237,0,0,-10.631868002764669,0,-304.76074638364292,0,-371.27467080104344,-56.3431433686102,-20.357615342197295,0,-355.67327954183776,0,0,0,-355.67327954183776,0,0,0,-355.67327954183776,0,0,0,-122.27015591251683]
[null,null,513,1846800,7,8.2129032258064516,689.33918707572241,123,0,0,9.5042283364958884,18.743705693113661,16.650887815009977,13.364824561627978,10.956824363330561,10.691083934735673,10.956824363330561,13.364824561627978,16.650887815009973,8.7468803148252778,-305.92248651635589,0,-13.855638790510973,-103.593902097322,-585.92302168314961,397.45007605462672,-34.427505144462422,0,-12.468070688897846,0,0,0,9.1152323675477351,136.40206735536307,0,0,10.403049170544314,0,-156.34496191049232,0,-304.07624542125325,-13.855638790510973,-16.677898391055599,0,-291.5180042837062,0,0,0,-291.62706117930503,0,0,0,-291.5180042837062,0,0,0,-97.763954844523084]
[null,null,514,1850400,7,9.6483870967741918,927.46623952204197,123,0,0,12.647738772928523,23.778577922625956,20.970442828157609,16.561215613018319,13.330170076245288,12.973600576641944,13.330170076245288,16.561215613018319,20.970442828157609,8.9810394712943804,-330.89042847159004,0,15.976992930494415,49.380721737861222,-477.20415216906434,80.956009029118675,39.698494932210295,0,14.376982560331253,0,0,0,9.0988198700369836,44.811629927105265,0,0,29.521297245247272,0,32.050625380509793,0,-127.64592897054254,15.976992930494415,-8.1124019661867965,0,-172.27642949169109,0,0,0,-197.12767055367271,0,0,0,-172.27642949169109,0,0,0,-81.73469146846621]
[null,null,515,1854000,7,10.706451612903226,1150.6848932401781,123,0,0,15.285983554712207,28.166615501001296,24.696704897980013,19.248382879897605,15.255897194654617,14.815297207202132,15.255897194654617,19.248382879897605,24.696704897980009,9.4001630744870504,-280.59551634481619,0,31.962183111261506,139.90179856307716,-120.5545199399304,-331.90497807922446,79.417357808490138,0,28.761341460173057,0,0,0,9.1967636537558768,-72.794240141796763,0,0,49.83363013378159,0,168.05366891391333,0,205.97810256629742,31.962183111261506,7.4688236737723575,0,25.551353094857166,0,0,0,-59.832934501340617,0,0,0,25.551353094857166,0,0,0,-67.622113561170636]
[null,null,516,1857600,7,11.903225806451614,1010.0031831293018,123,0,0,15.483121442125238,27.256818663493888,24.205553223457628,19.414571961436472,15.903780190428217,15.516338648440476,15.903780190428217,19.414571961436472,24.205553223457624,9.9742414528554377,-165.95473683257035,0,47.313293389149173,192.61272128909366,410.06810396679168,-815.94885547760487,117.56070407031179,0,42.575120167283195,0,0,0,9.4122935454815124,-204.35400999667644,0,0,64.679259153020581,0,271.64297950586575,0,627.46480092229092,47.313293389149173,27.178812943622965,0,276.61561355121847,0,0,0,115.32152120164729,0,0,0,276.61561355121847,0,0,0,-74.032145687499721]
[null,null,517,1861200,7,12.954838709677418,1023.6019989549222,123,0,0,16.631410499683742,28.512160847920455,25.420407678357993,20.565854119100223,17.008477090125783,16.615894524301378,17.008477090125783,20.565854119100223,25.420407678357989,10.520169962107119,-127.65742362163314,0,59.818452846493351,143.37137624661869,829.25096416092151,-1160.0982168756666,148.63263428293263,0,53.827954803596391,0,0,0,9.7229775389868838,-291.5913131142068,0,0,59.718155154363366,0,256.13910108626436,0,934.12916579368994,59.818452846493351,41.489053291508242,0,457.92334322712935,0,0,0,240.72240841705644,0,0,0,457.92334322712935,0,0,0,-101.4624326667483]
[null,null,518,1864800,7,14.261290322580646,663.23114617123406,123,0,0,15.366812144212521,24.400542559267738,22.38553862985043,19.221655887278356,16.903188565122498,16.647328744052484,16.903188565122498,19.221655887278356,22.38553862985043,11.068380048069494,-72.259492084441945,0,78.396579619717727,144.60483787051024,1157.9498808570331,-1453.2107904317031,194.7942414617865,0,70.545581567546179,0,0,0,10.089353588816023,-358.73005180090399,0,0,57.735878201631095,0,283.33726902956874,0,1186.9148568669139,78.396579619717727,53.043634177895811,0,596.53432645264797,0,0,0,327.85946113089994,0,0,0,596.53432645264797,0,0,0,-150.82470199972551]
[null,null,519,1868400,7,13.925806451612907,336.17293295167815,123,0,0,12.673355471220749,19.096014280574465,18.068523411616098,16.45519622103944,15.272963289026064,15.142495240778246,15.272963289026064,16.45519622103944,18.068523411616098,11.315836728329487,-49.807334183785088,0,64.557147223902575,76.567226747077072,1195.9935410938763,-1386.925249248641,160.40700481343598,0,58.09209428961443,0,0,0,10.442206626543657,-321.78122183617143,0,0,21.154128558894477,0,201.01035879735903,0,1098.4927671475284,64.557147223902575,49.589522884114814,0,574.4338981518739,0,0,0,336.87932899722188,0,0,0,574.4338981518739,0,0,0,-218.68360142966759]
[null,null,520,1872000,7,13.338709677419356,86.269516201035671,147.59999999999997,0,0,10.264266287160027,14.669364655136212,14.404919610648962,13.989698031972507,13.685427064954077,13.651848538988162,13.685427064954077,13.989698031972507,14.404919610648962,11.573573660904339,20.904673999684974,0,43.850866806237775,-52.673220327461095,1420.6182906827428,-1390.8912631618346,108.95751292208833,0,39.459437083770425,0,0,0,10.744383775494944,-304.99907917322309,0,0,25.077730804352555,0,65.279718219375141,0,1141.1763871964449,43.850866806237775,51.815670049927988,0,610.19283336281626,0,0,0,370.08770596460664,0,0,0,610.19283336281626,0,0,0,-283.57796251806604]
[null,null,521,1875600,7,12.161290322580648,0.19879002439583715,246,195,0,8.4568690702087324,12.164369354538342,12.163757449306209,12.16279665891976,12.16209259960541,12.16201490151216,12.16209259960541,12.16279665891976,12.163757449306209,11.656714377122658,-232.03805814194243,0,12.941161909979481,-152.77996019536738,1139.2371444428284,-1231.436404299383,32.155278076118876,0,11.645173775791397,0,0,0,10.997995559405748,-243.14520105173054,0,0,4.9721879773382565,0,-58.747902671271106,0,851.08818558748692,12.941161909979481,39.591933124562004,0,497.64384660949406,0,0,0,339.73078208376711,0,0,0,497.64384660949406,0,0,0,-348.68647652215236]
[null,null,522,1879200,7,10.374193548387094,0,246,195,0,6.6683111954459173,10.374193548387094,10.374193548387094,10.374193548387094,10.374193548387094,10.374193548387094,10.374193548387094,10.374193548387094,10.374193548387094,11.50677838837059,-242.52051399733796,0,-27.266391347991636,-196.28538959341759,821.03618011454955,-840.00491317047829,-67.749588640170472,0,-24.535808121003647,0,0,0,11.166344734357791,-127.04706308831602,0,0,-20.852476871767145,0,-147.15221035355123,0,499.61037363512122,-27.266391347991636,23.761534035268237,0,315.48252010194818,0,0,0,234.3918526569301,0,0,0,315.48252010194818,0,0,0,-378.75465908193684]
[null,null,523,1882800,7,9.112903225806452,0,368.99999999999994,195,0,5.4070208728652753,9.112903225806452,9.112903225806452,9.112903225806452,9.112903225806452,9.112903225806452,9.112903225806452,9.112903225806452,9.112903225806452,11.336386777005318,-362.18044223572946,0,-54.374703316565061,-237.75964868891151,473.56182978723808,-543.60792001749098,-135.10639288905898,0,-48.929367666763468,0,0,0,11.239673295990585,-37.001409992582488,0,0,-21.267612784134464,0,-223.45001519482935,0,201.417925474204,-54.374703316565061,10.079558583131353,0,149.64308037985694,0,0,0,128.11398169930146,0,0,0,149.64308037985694,0,0,0,-409.27258517508687]
[null,null,524,1886400,7,8.425806451612905,0,442.8,195,0,4.7199240986717284,8.425806451612905,8.425806451612905,8.425806451612905,8.425806451612905,8.425806451612905,8.425806451612905,8.425806451612905,8.425806451612905,11.184846081336481,-446.12199893530226,0,-67.79779167693367,-266.25628036079405,229.89526460130185,-341.96319149887637,-168.45912750982933,0,-61.00820553709061,0,0,0,11.245482267907098,21.36328050850361,0,0,-17.656051473718541,0,-274.5181469861264,0,34.919627997634691,-67.79779167693367,1.8972702475439995,0,32.669509751069747,0,0,0,32.280416928636619,0,0,0,32.669509751069747,0,0,0,-419.52357206322085]
[null,null,525,1890000,7,7.7548387096774185,0,492,195,0,4.0489563567362419,7.7548387096774185,7.7548387096774185,7.7548387096774185,7.7548387096774185,7.7548387096774185,7.7548387096774185,7.7548387096774185,7.7548387096774185,11.023376677435587,-498.28160872002672,0,-80.365390963616463,-274.28681026937136,19.032390730502868,-162.66179821754176,-199.68620376647428,0,-72.317226987867372,0,0,0,11.204824821969613,65.983478926611156,0,0,-18.121560547757269,0,-299.80474053996318,0,-70.200184409546921,-80.365390963616463,-3.8492298028369678,0,-67.251885098766209,0,0,0,-67.252677279605919,0,0,0,-67.251885098766209,0,0,0,-402.21787830881215]
[null,null,526,1893600,7,6.8967741935483859,0,410,0,0,3.1908918406072093,6.8967741935483859,6.8967741935483859,6.8967741935483859,6.8967741935483859,6.8967741935483859,6.8967741935483859,6.8967741935483859,6.8967741935483859,10.760661423147829,-252.47618477608944,0,-95.010934762166272,-273.43661043037571,28.179428196870504,87.791932219582009,-236.07640865643802,0,-85.496097923989296,0,0,0,11.115616480183125,129.40001651954137,0,0,-30.032008170308771,0,-323.47975232399574,0,-139.99987188664588,-95.010934762166272,-7.6764287035150689,0,-134.11691527980346,0,0,0,-134.11691527980346,0,0,0,-134.11691527980346,0,0,0,-382.00082841440201]
[null,null,527,1897200,7,6.5419354838709678,0,410,0,0,2.8360531309297912,6.5419354838709678,6.5419354838709678,6.5419354838709678,6.5419354838709678,6.5419354838709678,6.5419354838709678,6.5419354838709678,6.5419354838709678,10.583123965147912,-240.22763186353865,0,-99.543140403259699,-293.63860856818098,-22.245706853693036,175.19982396159509,-247.33771067099138,0,-89.574427415984545,0,0,0,10.987941701080148,148.50231776491512,0,0,-18.637452185599457,0,-351.06922379780752,0,-174.56062415105839,-99.543140403259699,-9.5714529426259318,0,-167.2253847447289,0,0,0,-167.2253847447289,0,0,0,-167.2253847447289,0,0,0,-363.94472717367449]
[null,null,528,1900800,8,6.3709677419354849,0,410,0,0,2.6650853889943082,6.3709677419354849,6.3709677419354849,6.3709677419354849,6.3709677419354849,6.3709677419354849,6.3709677419354849,6.3709677419354849,6.3709677419354849,10.37471986595831,1.2581997029200238,0,-139.52070890122872,-290.55661791071964,-15.115931602981505,446.45145811784988,-346.67112762391491,0,-125.54845629614645,0,0,0,10.839008390026617,178.54849161210595,0,0,117.5871073949646,0,-359.60705345905751,0,-206.91872787835317,-139.52070890122872,-11.345702253687032,0,-198.22376351269295,0,0,0,-198.22376351269295,0,0,0,-198.22376351269295,0,0,0,-201.77712049919938]
[]
[null,null,576,2073600,8,6.3709677419354849,0,410,0,0,2.6650853889943082,6.3709677419354849,6.3709677419354849,6.3709677419354849,6.3709677419354849,6.3709677419354849,6.3709677419354849,6.3709677419354849,6.3709677419354849,11.833454043985091,-200.01487817716003,0,-134.65368452288396,-340.44400200174647,-133.55564011967294,408.63844846714341,-334.57789184048494,0,-121.16883837226194,0,0,0,12.432217356777125,219.74034294627458,0,0,-26.021265443632331,0,-425.42464928128146,0,-283.91485219208562,-134.65368452288396,-15.567529393785501,0,-271.98442159257422,0,0,0,-271.98442159257422,0,0,0,-271.98442159257422,0,0,0,-389.13905660604229]
[null,null,578,2080800,8,5.3419354838709676,0,410,0,0,1.636053130929791,5.3419354838709676,5.3419354838709676,5.3419354838709676,5.3419354838709676,5.3419354838709676,5.3419354838709676,5.3419354838709676,5.3419354838709676,11.341055267612191,-183.01190861006557,0,-147.71230140815064,-336.55461253252616,-263.21418395014575,564.46918928075695,-367.02501367978795,0,-132.91970463591227,0,0,0,12.009837175964993,245.53369156160659,0,0,-27.422935364159198,0,-431.51037603991529,0,-346.25312738378653,-147.71230140815064,-18.985641986035947,0,-331.70317033074303,0,0,0,-331.70317033074303,0,0,0,-331.70317033074303,0,0,0,-326.95226405391645]
[null,null,582,2095200,8,5.1193548387096772,15.141173524816264,328,0,0,1.5306040480708409,5.3171179571215115,5.2869790724867771,5.2361364071143255,5.1865284478890503,5.1750593214665574,5.1865284478890503,5.2361364071143255,5.2869790724867771,10.388737372652528,-176.29051148619499,0,-130.25609726533847,-357.54096590987621,-419.56510349941846,731.07165518843817,-323.65108000442183,0,-117.21164595286778,0,0,0,11.095645782443064,259.70994998182721,0,0,-25.843297700080299,0,-457.97914379962049,0,-402.17284606200849,-130.25609726533847,-22.051814317261751,0,-385.27307772687192,0,0,0,-385.27307772687192,0,0,0,-385.27307772687192,0,0,0,-211.81736173569161]
[null,null,587,2113200,8,13.435483870967742,1366.1946205624367,123,0,0,20.46114168247944,31.554450326874402,28.793139501576938,24.134957754594467,19.589899220085815,18.539103103011268,19.589899220085815,24.134957754594467,28.793139501576938,11.298224727840937,-274.66290916440067,0,52.387474790612146,239.13975078656262,113.56375002800576,-679.75388476958119,130.16866888117559,0,47.141149446644768,0,0,0,10.859314630171925,-158.66456383470191,0,0,71.349683126408308,0,300.50043291808498,0,418.23939880345347,52.387474790612146,18.302688001357431,0,183.30832701492082,0,0,0,19.376155956312047,0,0,0,183.30832701492082,0,0,0,-103.7148280246773]
[null,null,593,2134800,8,12.374193548387096,14.270990121663949,246,195,0,8.7742409867172668,12.553043769819835,12.525787190160564,12.479806817110635,12.434943070202122,12.424570783312756,12.434943070202122,12.479806817110635,12.525787190160564,13.644940834841643,-96.053345256031434,0,-30.901209775783826,-177.38766077134295,1414.6286238937935,-1302.393098602698,-76.781126775222248,0,-27.806618928373886,0,0,0,13.008857824936207,-234.88477503442388,0,0,3.3422024268048531,0,-86.550175260484409,0,923.74908192099088,-30.901209775783826,44.077575307796025,0,576.36024788284897,0,0,0,343.63232389761163,0,0,0,576.36024788284897,0,0,0,-449.63303054157694]
[null,null,598,2152800,8,7.3516129032258064,0,410,0,0,3.6457305502846298,7.3516129032258064,7.3516129032258064,7.3516129032258064,7.3516129032258064,7.3516129032258064,7.3516129032258064,7.3516129032258064,7.3516129032258064,12.441505055070804,-202.37055226096447,0,-125.2770708554709,-315.99495934623667,46.193164908045674,192.70831303269745,-311.27954954438098,0,-112.73124240174225,0,0,0,12.933760586369505,180.04117010287666,0,0,-31.723507437544427,0,-385.62266160229484,0,-193.01124808346694,-125.2770708554709,-10.583131719497819,0,-184.90069211076647,0,0,0,-184.90069211076647,0,0,0,-184.90069211076647,0,0,0,-460.93950406499175]
[null,null,649,2336400,9,7.6666666666666679,0,410,0,0,3.9607843137254912,7.6666666666666679,7.6666666666666679,7.6666666666666679,7.6666666666666679,7.6666666666666679,7.6666666666666679,7.6666666666666679,7.6666666666666679,14.091096404373243,-155.9568953252105,0,-158.22388490862525,-355.97970001505541,-147.11369312955003,505.36038272802017,-393.14344823993787,0,-142.37860928243967,0,0,0,14.783909890250863,254.43749396670142,0,0,-27.041458880886612,0,-454.37884984599748,0,-326.82845030047355,-158.22388490862525,-17.92055423481581,0,-313.0947406542532,0,0,0,-313.0947406542532,0,0,0,-313.0947406542532,0,0,0,-418.3867381338851]
[null,null,655,2358000,9,8.0833333333333339,399.72554617127889,393.6,0,0,8.4974542483660116,13.032288868448214,12.805993084539086,12.009300175736179,10.712734012891534,10.071973499763731,10.712734012891534,12.009300175736179,12.805993084539086,12.572191552796751,-341.31092521208086,0,-111.26574594087388,-322.50213497799535,-617.15460417561758,709.61155988240591,-276.46520659915518,0,-100.12307672121437,0,0,0,13.269836978100393,257.08501532262704,0,0,-9.1425065342013454,0,-421.92516633882093,0,-449.4803798931834,-111.26574594087388,-24.645766052361747,0,-430.59269424815926,0,0,0,-430.59269424815926,0,0,0,-430.59269424815926,0,0,0,-223.74751003554832]
[null,null,660,2376000,9,16.47,1306.1590113520051,123,0,0,26.347823529411759,32.786772594916719,32.04067236850846,29.413965191876283,25.139169210524081,23.026573228134467,25.139169210524081,29.413965191876283,32.04067236850846,14.442421676737114,-119.89549146946456,0,49.802156814329706,404.22539134908322,661.72502901169923,-1235.6480686445766,123.74485477384692,0,44.814737235058878,0,0,0,13.625952054487604,-298.24401811128519,0,0,70.122588928204834,0,519.56593085367069,0,698.29852935288829,49.802156814329706,36.35587813167006,0,516.28584836965342,0,0,0,227.16198719562638,0,0,0,516.28584836965342,0,0,0,-152.85933043824537]
[null,null,666,2397600,9,13.733333333333331,0.34236059757060844,246,195,0,10.029967320261434,13.736355965431978,13.736217752652458,13.735731163201041,13.734939270351322,13.734547918422459,13.734939270351322,13.735731163201041,13.736217752652458,16.27945796007063,-99.030345967000017,0,-62.363558927004149,-265.84909657240024,1330.5014679844453,-1101.3191584520409,-154.95653273357613,0,-56.118182125651316,0,0,0,15.881237397328226,-148.38168816039575,0,0,-20.477435494846272,0,-208.46513268469701,0,651.17022372662677,-62.363558927004149,34.247332842848053,0,508.69929935120956,0,0,0,290.70882011207391,0,0,0,508.69929935120956,0,0,0,-562.61255868992885]
[null,null,671,2415600,9,8.8899999999999988,0,410,0,0,5.1841176470588222,8.8899999999999988,8.8899999999999988,8.8899999999999988,8.8899999999999988,8.8899999999999988,8.8899999999999988,8.8899999999999988,8.8899999999999988,14.780321526855927,-191.31598116410203,0,-144.97467257954327,-326.69414339077713,-87.062405677562992,367.4152404837813,-360.22274840674567,0,-130.45623468904719,0,0,0,15.438588760130935,241.46375716812921,0,0,-30.53120709176568,0,-420.07593256780166,0,-296.7878193774996,-144.97467257954327,-16.273375859713202,0,-284.31645180188576,0,0,0,-284.31645180188576,0,0,0,-284.31645180188576,0,0,0,-509.23012730053051]
[null,null,722,2599200,10,8.9774193548387107,0,410,0,0,5.271537001897534,8.9774193548387107,8.9774193548387107,8.9774193548387107,8.9774193548387107,8.9774193548387107,8.9774193548387107,8.9774193548387107,8.9774193548387107,17.114096853213095,-53.366032955007995,0,-200.58763947384148,-97.881000983548972,-373.28681885868082,618.38942636106322,-566.9958374800816,0,-111.90991348554084,0,0,0,17.907568581040696,291.41096990334552,0,0,-30.86081401728492,0,-210.57898131207764,0,-426.44850466165758,-200.58763947384148,-23.382889552973118,0,-408.52864506343838,0,0,0,-408.52864506343838,0,0,0,-408.52864506343838,0,0,0,-439.59161345777733]
[null,null,723,2602800,10,8.4290322580645167,0,410,0,0,4.7231499051233401,8.4290322580645167,8.4290322580645167,8.4290322580645167,8.4290322580645167,8.4290322580645167,8.4290322580645167,8.4290322580645167,8.4290322580645167,16.80625110016868,-48.726245921386862,0,-206.40187421468767,-92.004822888496705,-446.44257043278435,696.12302161458183,-583.43078284779847,0,-115.15373503177116,0,0,0,17.636024763657261,304.72468494304604,0,0,-32.586078857910451,0,-209.85164437472602,0,-460.21132282629662,-206.40187421468767,-25.234161721853706,0,-440.87271054273134,0,0,0,-440.87271054273134,0,0,0,-440.87271054273134,0,0,0,-410.1940780520606]
[null,null,728,2620800,10,12.690322580645159,1120.724892976152,196.8,0,0,19.330980392156857,21.291763635957672,22.516714825286499,22.290085893628206,19.804218442560547,17.45571446361868,19.804218442560547,22.290085893628206,22.516714825286495,15.917502865887744,-305.78339186919243,0,-80.523231613051038,28.199190217543226,-757.08721040793569,503.62785993425109,-227.61291405993379,0,-44.924741659208145,0,0,0,16.492615732303474,212.03345097804052,0,0,0.88234269774894614,0,-53.800954441523466,0,-433.52150805705634,-80.523231613051038,-23.718228159110204,0,-414.55708886818292,0,0,0,-418.17609816769664,0,0,0,-414.55708886818292,0,0,0,-266.16941645698716]
[null,null,733,2638800,10,20.848387096774189,1655.4452748274562,123,0,0,33.29716318785578,34.278320211262439,36.190908164305291,35.837059155237334,31.955728877597124,28.288872224918141,31.955728877597124,35.837059155237334,36.190908164305291,18.744318790572436,-673.27848927644618,0,51.835060314602501,111.11516645231896,1006.2109674859316,-1842.4396835292991,791.6727981237251,0,28.919314921602854,0,0,0,17.578311105774159,-426.25996722827836,0,0,92.658796137031516,0,275.96358453851911,0,778.47582215708883,51.835060314602501,48.532354468890816,0,829.02124217394714,0,0,0,425.84532553000611,0,0,0,829.02124217394714,0,0,0,-294.88310557721587]
[null,null,739,2660400,10,13.877419354838709,0,368.99999999999994,195,0,10.171537001897534,13.877419354838709,13.877419354838709,13.877419354838709,13.877419354838709,13.877419354838709,13.877419354838709,13.877419354838709,13.877419354838709,19.607792096295917,-96.95533684635825,0,-140.68367972195401,-145.72541186869475,897.66455615660391,-708.21080141231346,-397.66688023731029,0,-78.488876322633843,0,0,0,19.557684585167653,-20.383641110518813,0,0,-31.499344127917581,0,-137.84240325834983,0,267.97023759626256,-140.68367972195401,17.231265307946131,0,292.84822030157238,0,0,0,117.84815640457008,0,0,0,292.84822030157238,0,0,0,-634.20704711111625]
[null,null,744,2678400,11,12.328033333333334,0,410,0,0,8.6221509803921563,12.328033333333334,12.328033333333334,12.328033333333334,12.328033333333334,12.328033333333334,12.328033333333334,12.328033333333334,12.328033333333334,17.988450508255905,265.5994386031349,0,-210.68841644403423,-97.150876937589089,-192.56291163257902,766.00164361733721,-595.54743972455015,0,-117.54524116493371,0,0,0,18.714453582559432,282.83508326078959,0,0,245.3418409744406,0,-206.53228649850726,0,-370.69461817807445,-210.68841644403423,-20.325810080203098,0,-355.11760140124949,0,0,0,-355.11760140124949,0,0,0,-355.11760140124949,0,0,0,-260.84424205658831]
[null,null,796,2865600,11,9.5367333333333342,0,410,0,0,5.8308509803921575,9.5367333333333342,9.5367333333333342,9.5367333333333342,9.5367333333333342,9.5367333333333342,9.5367333333333342,9.5367333333333342,9.5367333333333342,19.536064585338245,39.126703608012463,0,-246.45970259682503,-106.79647330479446,-443.51945320913205,835.902332718764,-696.66119929190495,0,-137.50241075487443,0,0,0,20.485111048437346,348.57403209931977,0,0,-36.462874339447154,0,-241.6012454984924,0,-509.33912833939371,-246.45970259682503,-27.927922018197354,0,-487.93610882367796,0,0,0,-487.93610882367796,0,0,0,-487.93610882367796,0,0,0,-429.61185522207387]
[null,null,801,2883600,11,17.653133333333336,1562.5813224678398,123,0,0,30.57270849673203,27.378840585625458,30.994740593774338,32.766730368255658,29.941550198458479,25.88940444480869,29.941550198458479,32.766730368255658,30.994740593774331,19.052113814582675,-308.30995414085436,0,-35.338018006768138,137.78076557805281,-558.35886424757769,147.60616253543867,-99.889051823886959,0,-19.715444821332742,0,0,0,19.354816517017561,113.58837990584767,0,0,42.189599254172208,0,93.852491332150109,0,-308.61020212063727,-35.338018006768138,-13.726807823893614,0,-212.47111566505779,0,0,0,-318.63393765086499,0,0,0,-212.47111566505779,0,0,0,-264.78171814038268]
[null,null,806,2901600,11,24.107800000000001,1570.9042187043947,123,0,0,36.895518954248374,33.756372840301793,37.343595209518178,39.101531364477353,36.298757648577158,32.278749391142178,36.298757648577158,39.101531364477353,37.343595209518178,22.553558805465624,-433.35301526791636,0,38.480353335295298,127.94827100371268,1546.3378195573277,-2146.119459164252,595.82496841860143,0,21.468586119971398,0,0,0,21.249064708950122,-479.09348790356569,0,0,64.030135243123254,0,313.2291082116958,0,771.03497710426518,38.480353335295298,56.619627380359795,0,1112.0150818742989,0,0,0,635.41751262827461,0,0,0,1112.0150818742989,0,0,0,-406.74833435461454]
[null,null,812,2923200,11,16.139033333333334,0,442.8,195,0,12.433150980392156,16.139033333333334,16.139033333333334,16.139033333333334,16.139033333333334,16.139033333333334,16.139033333333334,16.139033333333334,16.139033333333334,22.538391431442026,-198.78690020156614,0,-157.23633977672955,-132.97084439022328,558.92109171837762,-467.50080775299091,-444.45585175568982,0,-87.723776137719753,0,0,0,22.703861442415839,59.058912350335454,0,0,-35.33761574464021,0,-155.81082239273289,0,37.593082899453158,-157.23633977672955,5.2732159432944261,0,119.62985676048355,0,0,0,12.898316248743347,0,0,0,119.62985676048355,0,0,0,-681.91692777655055]
[]
[null,null,869,3128400,12,11.626552419903227,143.82458265038821,410,0,0,9.1075707627242259,12.21309558050052,12.50109205977544,12.694343258197843,12.480882858744879,12.184516351691018,12.480884376447948,12.694343258197843,12.50109205977544,21.423678647855763,29.000038702292841,0,-241.54878492641441,-114.35088818927812,-434.0835328574185,818.98324467540385,-682.77963667601239,0,-134.76255912158405,0,0,0,22.317402475138056,328.51056086579888,0,0,-28.816062192566335,0,-241.39647174588634,0,-484.11828991152936,-241.54878492641441,-26.545020981036906,0,-463.7750792089206,0,0,0,-463.7750792089206,0,0,0,-463.7750792089206,0,0,0,-373.68958054989764]
[null,null,874,3146400,12,21.705745968387099,1729.6864716424461,123,0,0,38.394392394699551,31.784324076721781,36.732971007225373,40.053608649383023,36.385716065430259,31.293246847998805,36.385742144140153,40.053608649383023,36.732971007225373,21.738569790166228,-244.64718473574115,0,-1.4011108850075149,204.96318991924264,-74.44918510299695,-373.76007866697933,-21.399056316001403,0,-0.78169421773014347,0,0,0,21.617948535661107,-41.051462379602206,0,0,74.190714517158867,0,220.83910873330865,0,-89.793205073668929,-1.4011108850075149,3.0853906991647708,0,147.79850110799535,0,0,0,-99.905464825918727,0,0,0,147.79850110799535,0,0,0,-224.72084082064544]
[null,null,879,3164400,12,26.599778226451612,1295.4639315052614,123,0,0,37.158133697672355,33.648886181959817,37.110043705555981,39.432547234236893,36.8671684163549,33.30541943868009,36.86718665619383,39.432547234236893,37.110043705555981,25.059438876357266,27.005321178809936,0,38.123748227741018,136.22504422330891,1861.0212338802892,-2008.364705152529,107.76340262524864,0,21.269632451442359,0,0,0,23.903464948701799,-424.94195559151927,0,0,49.279905092911235,0,300.56374488342345,0,710.96502633305533,38.123748227741018,55.748395285080839,0,1170.540197430636,0,0,0,652.0230796590331,0,0,0,1170.540197430636,0,0,0,-465.59322956778055]
[null,null,880,3168000,12,25.423004032903233,616.48099732222363,147.59999999999997,0,0,32.158146347893748,30.582754659446014,33.116225534577623,34.816233409743603,32.938447589689176,30.331346572774656,32.938460940743091,34.816233409743603,33.116225534577623,25.363909637146527,114.65615241171372,0,1.9959001322976959,71.353163103525731,1942.9207559468227,-1901.6136667709325,30.483225695533697,0,1.1135332751166009,0,0,0,24.351862347974205,-373.49588848881535,0,0,14.116629827339814,0,215.79601749455946,0,690.71228869027368,1.9959001322976959,53.451347182711224,0,1116.4972027193562,0,0,0,634.67858326622172,0,0,0,1116.4972027193562,0,0,0,-545.61952350816671]
[null,null,885,3186000,12,17.682036290967741,0,492,195,0,13.976153938026563,17.682036290967741,17.682036290967741,17.682036290967741,17.682036290967741,17.682036290967741,17.682036290967741,17.682036290967741,17.682036290967741,24.516754571175603,-295.22147434327508,0,-168.12647499052247,-117.85090716348944,150.51759852140754,-159.76169071067068,-475.23871231485737,0,-93.799494924870331,0,0,0,24.893524986308549,136.79579815091341,0,0,-41.283883432089411,0,-170.75423531942798,0,-129.95298329621519,-168.12647499052247,-6.2614621651458231,0,-99.265585777411104,0,0,0,-125.99030915268818,0,0,0,-99.265585777411104,0,0,0,-656.40517952152231]
[null,null,72,259200,1,15.848387096774188,0,410,0,0,12.142504743833012,15.848387096774188,15.848387096774188,15.848387096774188,15.848387096774188,15.848387096774188,15.848387096774188,15.848387096774188,15.848387096774188,24.25711244420209,-4.4307187843406837,0,-207.0381616760979,-98.550919953162492,-157.03054151008519,458.18890435500487,-582.85528042962892,0,-117.88280592480717,0,0,0,24.998391007336892,272.61418185106851,0,0,-22.554623287708264,0,-203.9795787085958,0,-346.9534586905346,-207.0381616760979,-31.094469188936145,0,-332.37407290564653,0,0,0,-332.37407290564653,0,0,0,-332.37407290564653,0,0,0,-531.54952477763425]
[null,null,78,280800,1,12.870967741935482,402.08595601131321,328,0,0,17.242462576428416,15.713312695127128,16.967675949052278,17.695468387033717,16.877819403833112,15.586236350210193,16.877819403833112,17.695468387033717,16.967675949052278,22.215415877771516,-6.9817624846143644,0,-230.89638813815034,-86.835220063524048,-679.42338874382858,990.17323446088858,-650.02112639018344,0,-131.46713577476123,0,0,0,23.217226771742045,368.17901669105987,0,0,-31.314916088966299,0,-229.22186938626027,0,-586.48859233234066,-230.89638813815034,-52.56195321634366,0,-561.84366307202788,0,0,0,-561.84366307202788,0,0,0,-561.84366307202788,0,0,0,-346.5177591811248]
[null,null,83,298800,1,25.393548387096779,2001.6172723253676,123,0,0,56.755186590765348,37.733443845994721,43.179197853979744,46.338871555928847,42.789090251784174,37.181748384184907,42.789090251784174,46.338871555928847,43.179197853979744,23.64878340373015,-277.16069934926679,0,42.491043818943155,421.75659556433828,303.74675439530904,-1045.1550931278573,128.58471157548487,0,24.193430967027503,0,0,0,23.022707552638604,-228.21602285704265,0,0,70.310312385267963,0,510.01506045029856,0,191.20565302695846,42.491043818943155,33.921155176474869,0,466.68889756464387,0,0,0,164.99458679362033,0,0,0,466.68889756464387,0,0,0,-216.60623909639372]
[null,null,89,320400,1,25.28387096774194,389.0320777426532,246,0,0,29.410742146320896,28.040135402754981,29.256510220842728,29.962261438909053,29.169374984297065,27.916907569471512,29.169374984297065,29.962261438909053,29.256510220842728,26.478887096774191,1363.8389640693017,0,-28.696443279569696,141.43364495483729,2685.6272328702739,-1434.5254704762397,-444.00307293692373,0,-16.339100127589138,-983.65992454472689,0,0,25.875961553052793,-223.01676394936942,0,-1076.4729984522567,3.907985046680551E-14,0,227.68138945407281,0,735.97010840685198,-28.696443279569696,88.662029690620585,0,1088.5284087445332,0,0,0,680.45852769876353,0,0,0,1088.5284087445332,0,0,0,-624.85276701402859]
[null,null,94,338400,1,17.738709677419351,0,410,0,0,14.032827324478173,17.738709677419351,17.738709677419351,17.738709677419351,17.738709677419351,17.738709677419351,17.738709677419351,17.738709677419351,17.738709677419351,24.410373813961115,1688.2584530413512,0,-164.31274929513404,1.007753339484168,855.8446161249085,995.71883287209266,-2542.3138644395735,0,-93.55593084540979,0,0,0,25.671106938645426,461.69929111687736,0,0,-71.295384460088172,0,-177.54618938011737,0,-304.71725509058808,-164.31274929513404,-27.29233660991158,0,-291.62784650742617,0,0,0,-291.93094439720755,0,0,0,-291.62784650742617,0,0,0,-680.50185388335012]
[null,null,145,522000,2,14.007468749999999,0,410,0,0,10.301586397058824,14.007468749999999,14.007468749999999,14.007468749999999,14.007468749999999,14.007468749999999,14.007468749999999,14.007468749999999,14.007468749999999,23.347140066900131,49.678952448009511,0,-229.96380961463828,-106.74440469561056,-172.35247545721973,558.73964221547806,-647.3957248098958,0,-130.93614683916198,0,0,0,24.139713388951272,291.28586961990953,0,0,-27.367049581138726,0,-219.39400472710909,0,-371.86891254348205,-229.96380961463828,-33.327428085160506,0,-356.24255055867764,0,0,0,-356.24255055867764,0,0,0,-356.24255055867764,0,0,0,-498.78721522307967]
[null,null,151,543600,2,14.29500446428572,503.78361932515037,393.6,0,0,23.625886817226895,20.500972527833156,22.003664409647136,22.255468560564669,20.250035864586387,18.020967256043647,20.250035864586387,22.255468560564669,22.003664409647136,21.46193763702496,-198.99854583544288,0,-177.50449233483511,0.21556976264433558,-860.87866597020411,839.16904270695204,-499.71188799095387,0,-101.06700837802359,0,0,0,22.327490006349617,318.83771776739792,0,0,-13.299090114077984,0,-123.08921473761367,0,-576.64399192092264,-177.50449233483511,-51.679665933993022,0,-552.41274416082558,0,0,0,-552.41274416082558,0,0,0,-552.41274416082558,0,0,0,-318.38607709138842]
[null,null,156,561600,2,26.329933035714287,1974.3706241426157,123,0,0,53.690227153361356,41.118548415572121,44.699413164959637,45.299454077326565,40.520574697457285,35.208778379863894,40.520574697457285,45.299454077326565,44.69941316495963,23.710061730620403,-263.76070209317777,0,64.160131179351922,389.32971615573121,714.95235596805537,-1432.2029053963163,194.15884433190274,0,36.531314955154407,0,0,0,22.824960506727773,-324.44289904435334,0,0,61.649487475209973,0,514.8022042585601,0,516.69504374359769,64.160131179351922,60.337874842060053,0,670.0935832756561,0,0,0,247.46148972719268,0,0,0,670.0935832756561,0,0,0,-254.29791504322876]
[null,null,161,579600,2,24.327575892857148,325.03470590069594,246,0,0,26.498327526844076,27.125064661491397,27.8024390242092,27.915945777204737,27.011948949344127,26.007142876695887,27.011948949344127,27.915945777204737,27.8024390242092,25.969371919952163,592.8055762590443,0,-39.807358867227528,75.261283764513593,2126.5975541178236,-1569.2459027560653,-615.91568998152695,0,-22.665401980654686,0,0,0,25.260854908402756,-262.84742436672724,0,0,-14.131775688052308,0,176.9128237546208,0,802.993523715896,-39.807358867227528,86.195109585769316,0,946.84196498783683,0,0,0,518.22316089886635,0,0,0,946.84196498783683,0,0,0,-614.96613958363025]
[null,null,167,601200,2,15.989040178571431,0,410,0,0,12.283157825630255,15.989040178571431,15.989040178571431,15.989040178571431,15.989040178571431,15.989040178571431,15.989040178571431,15.989040178571431,15.989040178571431,23.356973250170189,1936.5357945639516,0,-181.32303437996455,10.325781361649206,927.92315589142981,1179.6098916908372,-2805.5039321290747,0,-103.24119910294868,0,0,0,24.722643555534759,501.08254600094642,0,0,-61.126790667125277,0,-183.45893076128112,0,-330.78775373433871,-181.32303437996455,-29.645675403812891,0,-316.88766957662165,0,0,0,-316.88766957662165,0,0,0,-316.88766957662165,0,0,0,-639.59352823871279]
[null,null,218,784800,3,10.993548387096775,0,410,0,0,7.2876660341555981,10.993548387096775,10.993548387096775,10.993548387096775,10.993548387096775,10.993548387096775,10.993548387096775,10.993548387096775,10.993548387096775,21.4223504891403,51.404219645031958,0,-256.75548703160445,-94.266807162064026,-384.96916206662922,787.39567590532965,-722.81984241037947,0,-146.19071673959053,0,0,0,22.424769468471514,368.1195065168672,0,0,-39.486832988070837,0,-236.63044198935165,0,-512.13112310040083,-256.75548703160445,-45.897929618694185,0,-490.61078073428382,0,0,0,-490.61078073428382,0,0,0,-490.61078073428382,0,0,0,-549.07926328961526]
[null,null,219,788400,3,10.209677419354842,0,410,0,0,6.503795066413665,10.209677419354842,10.209677419354842,10.209677419354842,10.209677419354842,10.209677419354842,10.209677419354842,10.209677419354842,10.209677419354842,21.079653040710916,90.106154423805947,0,-267.76341855685388,-106.91130546184073,-368.10501187152977,832.88589031403035,-753.80944821134779,0,-152.45838181698167,0,0,0,22.08810350963897,370.57980001971606,0,0,-35.581875584807449,0,-250.2264147956592,0,-510.64996363840373,-267.76341855685388,-45.765185972244346,0,-489.19186130669056,0,0,0,-489.19186130669056,0,0,0,-489.19186130669056,0,0,0,-512.52125853406142]
[null,null,224,806400,3,15.351612903225806,1114.6928507284815,196.8,0,0,26.929359055450131,25.982702936575286,26.263320629873498,24.946141683892897,21.743730765008454,19.591037653319166,21.743730765008454,24.946141683892897,26.263320629873494,20.789633064516128,-2756.0570045818617,0,-135.21078299731178,-32.529444637638861,-2303.4080007547077,-284.90877619220311,-380.64634173240012,0,-76.985935162761095,2836.5789282357455,0,0,20.820644334373338,10.903980559970613,3148.2822836819587,0,-4.2632564145606011E-14,0,-36.746364086682973,0,-593.27257032756836,-135.21078299731178,-53.167887528836125,0,-568.42373335272282,0,0,0,-568.84303874382272,0,0,0,-568.42373335272282,0,0,0,-324.49618326486217]
[null,null,229,824400,3,25.435483870967747,1688.9913931520855,123,0,0,44.912028252161079,41.560873579230822,41.986518517734062,39.988602617028974,35.131139844066404,31.865904083726743,35.131139844066404,39.988602617028974,41.986518517734055,23.344749257228596,-642.75991362506852,0,51.428033784618101,228.98362165970752,1156.5723144299104,-2079.7438834993045,795.71551125749022,0,29.281949166507033,0,0,0,22.072541639790074,-465.48684901010813,0,0,93.289222721431528,0,409.00233464889106,0,1005.4499826690754,51.428033784618101,92.438861254211446,0,871.24161276133452,0,0,0,396.1652804633751,0,0,0,871.24161276133452,0,0,0,-389.7722921722754]
[null,null,235,846000,3,18.319354838709675,0,368.99999999999994,195,0,14.613472485768497,18.319354838709675,18.319354838709675,18.319354838709675,18.319354838709675,18.319354838709675,18.319354838709675,18.319354838709675,18.319354838709675,24.064173166245737,-103.73507214268125,0,-140.87335844470689,-139.52116974936013,988.26024775620397,-811.60079170481822,-396.58766372650103,0,-80.210076437470462,0,0,0,24.023633061317021,-17.094846253995076,0,0,-35.67169485991603,0,-132.91004372520615,0,328.63561214459844,-140.87335844470689,30.192973406732445,0,285.60066659335519,0,0,0,134.6163377116842,0,0,0,285.60066659335519,0,0,0,-749.53715964133187]
[null,null,240,864000,4,9.7866666666666671,0,410,0,0,6.0807843137254904,9.7866666666666671,9.7866666666666671,9.7866666666666671,9.7866666666666671,9.7866666666666671,9.7866666666666671,9.7866666666666671,9.7866666666666671,22.058260444817517,-367.8433868919052,0,-225.94785789192053,-97.829531202378263,-293.17983189064535,249.11383409303892,-636.08998943924246,0,-128.64955554748909,0,0,0,23.034399202086707,337.96699962510434,0,0,-384.61593225353238,0,-228.53222330787747,0,-454.98001511030918,-225.94785789192053,-40.77596492285717,0,-435.86122842997815,0,0,0,-435.86122842997815,0,0,0,-435.86122842997815,0,0,0,-977.89103057083105]
[null,null,292,1051200,4,6.8433333333333328,0,410,0,0,3.1374509803921562,6.8433333333333328,6.8433333333333328,6.8433333333333328,6.8433333333333328,6.8433333333333328,6.8433333333333328,6.8433333333333328,6.8433333333333328,17.935291666666664,-118.052001937108,0,-273.11138680555547,-113.09764146669292,-523.75197088887217,791.90899722401252,-768.86508581984947,0,-155.50339293015031,267.58639430181751,0,0,18.922492641788605,364.83408638529028,29.582980316601244,0,0,0,-254.19069882230121,0,-543.44196910925723,-273.11138680555547,-48.704052780505101,0,-520.60590876489277,0,0,0,-520.60590876489277,0,0,0,-520.60590876489277,0,0,0,-532.63807182863673]
[null,null,297,1069200,4,15.316666666666668,1160.1615840781114,123,0,0,25.895206971677556,29.43123174234708,27.740224652789664,24.559593087479954,20.914178177042846,19.777744238956863,20.914178177042846,24.559593087479954,27.740224652789657,19.935291666666664,-5129.3743438788451,0,-114.98574513888879,-133.11373677886425,-3472.7064088304769,-1408.5684531306149,-323.70867373323563,0,-65.470260016764072,5492.7214408435075,0,0,19.2021969567976,-271.5055869370828,6345.0079570662792,0,-2.1316282072803006E-13,0,-28.113807277686927,0,-564.03912950821871,-114.98574513888879,-50.743499830367547,0,-546.29628994352231,0,0,0,-552.14520097271861,0,0,0,-546.29628994352231,0,0,0,-422.85482924201148]
[null,null,302,1087200,4,21.473333333333336,1189.9050907529399,123,0,0,32.42818082788672,35.959730889921687,34.224176103855612,30.959754345972357,27.218305043910799,26.051933020710557,27.218305043910799,30.959754345972357,34.224176103855612,21.347596538229404,-23.617685682832416,0,3.3095692398344854,161.5684552421273,1480.8911438196715,-1669.3868539844657,51.2070049332631,0,1.8843932212095238,0,0,0,20.5676786534498,-286.13118807387912,0,0,45.573381238436596,0,272.22457438418974,0,1064.9672835907818,3.3095692398344854,83.619428630672701,0,656.08694117828941,0,0,0,298.66906868524819,0,0,0,656.08694117828941,0,0,0,-630.57430693653293]
[null,null,308,1108800,4,14.04666666666667,0,442.8,195,0,10.340784313725493,14.04666666666667,14.04666666666667,14.04666666666667,14.04666666666667,14.04666666666667,14.04666666666667,14.04666666666667,14.04666666666667,20.756025747964735,-300.25206146242033,0,-165.2936072311918,-108.99408454538101,129.44243341975971,-155.4068031056072,-465.33571886464318,0,-94.114408977074191,0,0,0,21.256766010684604,182.65859875536415,0,0,-40.473590548773501,0,-179.63403051651693,0,-164.66740829527694,-165.2936072311918,-15.033386568854965,0,-166.2365920772402,0,0,0,-174.56883457506655,0,0,0,-166.2365920772402,0,0,0,-818.55731630402602]
[]
[null,null,364,1310400,5,5.6290322580645169,0,410,0,0,1.9231499051233403,5.6290322580645169,5.6290322580645169,5.6290322580645169,5.6290322580645169,5.6290322580645169,5.6290322580645169,5.6290322580645169,5.6290322580645169,17.151909274193546,-3280.8605771184298,0,-284.0018109206988,-654.40610924206442,-2040.7474247965736,-301.7052321590931,-700.41488757012667,0,-260.81314833713094,3707.2535346326936,0,0,17.489699288114668,124.83507839299342,3287.6827000473018,0,-1.7053025658242404E-13,0,-702.68384296536988,0,-655.6119804619857,-284.0018109206988,-58.756890919354831,0,-628.06240645161267,0,0,0,-628.06240645161267,0,0,0,-628.06240645161267,0,0,0,-754.92477323502226]
[null,null,370,1332000,5,13.090322580645161,1124.042784551898,123,0,0,22.043253215264595,29.313153220304784,26.319894681859058,21.574084566695632,17.800595935671016,17.265045391537548,17.800595935671016,21.574084566695632,26.319894681859058,19.151909274193546,-4973.7493086089362,0,-150.23712812499994,-129.01223627489105,-3184.2923459820322,-1510.2075982270135,-370.51989514923628,0,-137.97031172576348,5399.0762089150485,0,0,18.590512923483139,-208.03558126140194,6391.7898233599763,0,-3.1263880373444408E-13,0,-48.558196221396322,0,-516.50319550653887,-150.23712812499994,-48.379653656706438,0,-552.55717134159522,0,0,0,-584.7162926069916,0,0,0,-552.55717134159522,0,0,0,-754.92477323502226]
[null,null,375,1350000,5,16.764516129032259,586.12794066082813,123,0,0,19.656462154754376,25.219926006860042,23.659826639799316,21.186289769609211,19.219531085299487,18.940399812741422,19.219531085299487,21.186289769609211,23.659826639799316,19.701185203381829,152.86984049978355,0,-72.43885594488421,141.44259545811315,1445.1089639108213,-1361.2428629242668,-178.65116063119726,0,-66.524245108425006,0,0,0,19.424161008612948,-101.61677141622387,0,0,17.881131409226182,0,180.74106424915615,0,979.77894918680715,-72.43885594488421,67.826608089056478,0,386.35165527341019,0,0,0,78.86089719029809,0,0,0,386.35165527341019,0,0,0,-992.31846202876125]
[null,null,376,1353600,5,15.854838709677418,176.31397411177261,147.59999999999997,0,0,14.122549019607842,18.384085294874868,17.917416493040186,17.177513310026715,16.589201476765741,16.505705605111949,16.589201476765741,17.177513310026715,17.917416493040186,19.661271754580312,180.42587616437891,0,-93.502881242402822,-18.70877935303416,1472.9555916280426,-1180.3180548682267,-230.59997343174453,0,-85.868399065361629,0,0,0,19.526068994530952,-50.778272634208399,0,0,-12.159137933797142,0,0.92880934976843255,0,863.00448596808155,-93.502881242402822,60.014970340573484,0,347.82845212004935,0,0,0,81.17507543192167,0,0,0,347.82845212004935,0,0,0,-995.96518133171253]
[null,null,381,1371600,5,10.232258064516129,0,492,195,0,6.5263757115749526,10.232258064516129,10.232258064516129,10.232258064516129,10.232258064516129,10.232258064516129,10.232258064516129,10.232258064516129,10.232258064516129,19.151909274193546,-2789.0820675292325,0,-219.79518726478486,-558.48267222612981,-1181.9125262081204,-828.89168183019717,-542.06633710341282,0,-201.84897622319974,2800.344270817418,0,0,19.277660406719122,46.473110038427244,2581.1782824766224,0,2.8421709430404007E-14,0,-576.45531629870322,0,-350.57152434810894,-219.79518726478486,-31.419337484479751,0,-335.85701797305245,0,0,0,-335.86643592415209,0,0,0,-335.85701797305245,0,0,0,-997.61446291966149]
[null,null,432,1555200,6,5.4766666666666675,0,410,0,0,1.7707843137254908,5.4766666666666675,5.4766666666666675,5.4766666666666675,5.4766666666666675,5.4766666666666675,5.4766666666666675,5.4766666666666675,5.4766666666666675,17,-2665.6960083770409,0,-284.23093333333327,-612.72283397275055,-1639.7640181446445,-128.97822292631281,-700.97995702642663,0,-261.02356297357312,2922.1340134629149,0,0,17.799767827141842,295.56551491412563,2271.0675720021136,0,-1.1368683772161603E-13,0,-727.02751027450972,0,-746.91945298875328,-284.23093333333327,-66.939998250000002,0,-715.53303333333326,0,0,0,-715.53303333333326,0,0,0,-715.53303333333326,0,0,0,-1202.0425310652759]
[null,null,438,1576800,6,5.173333333333332,0,328,0,0,1.4674509803921554,5.173333333333332,5.173333333333332,5.173333333333332,5.173333333333332,5.173333333333332,5.173333333333332,5.173333333333332,5.173333333333332,17,-4588.4783316955836,0,-291.98883611111114,-757.41206744768772,-2663.9269783244854,-875.15044981229971,-720.11275968096504,0,-268.14803531903499,5207.9150410278689,0,0,17.106767442975414,39.457419001047789,5056.5437683872733,0,4.5474735088646412E-13,0,-772.67151849673189,0,-716.5877578403913,-291.98883611111114,-64.221628000000024,0,-686.47591111111115,0,0,0,-686.47591111111115,0,0,0,-686.47591111111115,0,0,0,-1018.4024392523066]
[null,null,443,1594800,6,11.59,935.37694279828565,123,0,0,18.107320261437909,25.983872259190761,23.080703986430581,18.516046340445129,15.45160273417496,15.194693799533299,15.45160273417496,18.516046340445129,23.080703986430581,18.547135416666666,-4163.9840180997708,0,-171.86450746527777,-128.98198106065365,-2312.9335290097015,-1550.2040005641381,-423.85807077547184,0,-157.83182203702808,4578.3924244716027,0,0,18.2889174854622,-95.897816398496431,5492.9401192893138,0,2.8421709430404007E-13,0,-91.895215831426995,0,-323.91401421031037,-171.86450746527777,-35.304180525548226,0,-482.82610187179097,0,0,0,-559.55670653166123,0,0,0,-482.82610187179097,0,0,0,-1202.0425310652759]
[null,null,449,1616400,6,11.453333333333337,0,246,195,0,7.7474509803921601,11.453333333333337,11.453333333333337,11.453333333333337,11.453333333333337,11.453333333333337,11.453333333333337,11.453333333333337,11.453333333333337,18.547135416666666,-1537.1526281497363,0,-174.22679913194435,-386.18651132658158,172.10197879402472,-1148.841296485235,-429.68403451405561,0,-160.00123329844399,1672.6496749884204,0,0,18.586788522907376,14.65378185953103,1488.0553509679173,0,5.6843418860808015E-14,0,-391.85359935793377,0,311.94636047465355,-174.22679913194435,16.153502231642356,0,-25.710577999687256,0,0,0,-170.05517047294688,0,0,0,-25.710577999687256,0,0,0,-1202.0425310652759]
[null,null,454,1634400,6,5.7966666666666669,0,410,0,0,2.0907843137254902,5.7966666666666669,5.7966666666666669,5.7966666666666669,5.7966666666666669,5.7966666666666669,5.7966666666666669,5.7966666666666669,5.7966666666666669,17.715514714363252,-4544.2388955538681,0,-313.90191579861107,-717.51641304737916,-2320.7130414993385,-1192.1075252085393,-774.15553918254056,0,-288.27191862995915,0,0,0,18.554540096876806,2.7365043263939479,4621.0121941272264,0,-5189.3131823733074,0,-718.57470714950978,0,-588.59760809865566,-313.90191579861107,-52.750966250000012,0,-563.86405555555552,0,0,0,-563.86405555555552,0,0,0,-563.86405555555552,0,0,0,-1202.0425310652759]
[null,null,505,1818000,7,4.0580645161290319,0,410,0,0,0.35218216318785522,4.0580645161290319,4.0580645161290319,4.0580645161290319,4.0580645161290319,4.0580645161290319,4.0580645161290319,4.0580645161290319,4.0580645161290319,17,-3492.2324089703652,0,-318.76955913978497,-665.67566139228404,-2009.4057837370005,-498.38140470129542,-786.1602860976642,0,-292.74212035394862,3960.0441368386118,0,0,17.544129294365835,201.09067858336607,3378.5199289089564,0,2.2737367544323206E-13,0,-743.44388455407966,0,-733.67219766961216,-318.76955913978497,-65.752760129032282,0,-702.84244301075273,0,0,0,-702.84244301075273,0,0,0,-702.84244301075273,0,0,0,-1228.4504384650907]
[null,null,511,1839600,7,5.2064516129032254,106.25394020123787,393.6,0,0,2.6775669407547964,6.8434702704106574,6.5181406553260732,6.0073204331980783,5.6329955644017833,5.5916860781575615,5.6329955644017833,6.0073204331980783,6.5181406553260723,18.470983870967743,-5340.761863389519,0,-291.1403548387097,-757.7797087743628,-3340.4428013896427,-951.39899838680378,-718.02020642192838,0,-267.368832287749,15068.691248218165,0,0,17.076499560002848,28.21897475245089,5971.0933316769979,0,9178.9393548387125,0,-768.69289252512476,0,-874.60193586140213,-291.1403548387097,-78.383086451612911,0,-837.85015053763436,0,0,0,-837.85015053763436,0,0,0,-837.85015053763436,0,0,0,-1053.8492948225278]
[null,null,516,1857600,7,11.903225806451614,1010.0031831293018,123,0,0,19.236401012017712,27.256818663493888,24.205553223457628,19.414571961436472,15.903780190428217,15.516338648440476,15.903780190428217,19.414571961436472,24.205553223457624,18.470983870967743,-2725.9616945686075,0,-162.38691102150534,35.022325324995677,-1251.7921115159641,-1346.8049973561338,-400.48410134168722,0,-149.12806849702233,3033.3213375721762,0,0,18.384149653907002,-32.599654909531495,3872.2491867790927,0,1.4210854715202004E-13,0,47.629658772085058,0,10.199750004944185,-162.38691102150534,-10.896882650645994,0,-314.71124570544345,0,0,0,-476.0053380550147,0,0,0,-314.71124570544345,0,0,0,-1228.4504384650907]
[null,null,521,1875600,7,12.161290322580648,0.19879002439583715,246,195,0,8.4576217583807747,12.164369354538342,12.163757449306209,12.16279665891976,12.16209259960541,12.16201490151216,12.16209259960541,12.16279665891976,12.163757449306209,18.470983870967743,-1190.7087539680613,0,-155.05022284946233,-355.6501883663305,475.77106609087673,-1155.7794088431451,-382.3901124178156,0,-142.39041871121645,1259.1177352000084,0,0,18.525148691040499,20.016554577983833,998.67332909730101,0,-5.6843418860808015E-14,0,-363.39123282605948,0,380.68023193547629,-155.05022284946233,22.55369305432324,0,47.002979466598077,0,0,0,-110.91008505912887,0,0,0,47.002979466598077,0,0,0,-1228.4504384650907]
[null,null,527,1897200,7,6.5419354838709678,0,410,0,0,2.8360531309297912,6.5419354838709678,6.5419354838709678,6.5419354838709678,6.5419354838709678,6.5419354838709678,6.5419354838709678,6.5419354838709678,6.5419354838709678,17,-1380.2526792066933,0,-257.64551075268815,-556.71875222041047,-765.91180679513832,200.02339056154369,-635.41408719108847,0,-236.60883216375015,1448.8158593685912,0,0,18.064658848220372,393.45973919294073,653.62415884125085,0,-5.6843418860808015E-14,0,-708.88226879063893,0,-636.81002303635603,-257.64551075268815,-57.071832387096777,0,-610.05052903225794,0,0,0,-610.05052903225794,0,0,0,-610.05052903225794,0,0,0,-1228.4504384650907]
[null,null,578,2080800,8,5.3419354838709676,0,410,0,0,1.636053130929791,5.3419354838709676,5.3419354838709676,5.3419354838709676,5.3419354838709676,5.3419354838709676,5.3419354838709676,5.3419354838709676,5.3419354838709676,17,-2919.562323848264,0,-287.09695967741936,-610.58461455093061,-1782.911841028131,-238.96890859178291,-708.04824829209963,0,-263.65557912725518,3296.2058974194019,0,0,17.500752725342494,185.06025384821697,2886.1804152875284,0,1.7053025658242404E-13,0,-682.15335767235922,0,-658.456008072499,-287.09695967741936,-59.011776774193557,0,-630.78692473118281,0,0,0,-630.78692473118281,0,0,0,-630.78692473118281,0,0,0,-910.83874197662226]
[null,null,579,2084400,8,4.7645161290322573,0,410,0,0,1.0586337760910807,4.7645161290322573,4.7645161290322573,4.7645161290322573,4.7645161290322573,4.7645161290322573,4.7645161290322573,4.7645161290322573,4.7645161290322573,17,-3475.2526924508784,0,-301.36745430107527,-661.75889315745167,-2081.6079238293678,-430.51842116298377,-743.24262559199997,0,-276.76089214993539,3952.9564758076344,0,0,17.357988553337893,132.29973438517936,3589.8320256238799,0,5.6843418860808015E-14,0,-712.92344907020879,0,-674.33639559999995,-301.36745430107527,-60.435000000000016,0,-646,0,0,0,-646,0,0,0,-646,0,0,0,-910.83874197662226]
[null,null,584,2102400,8,8.0838709677419338,677.4404045817729,196.8,0,0,12.29892473118279,16.910437757898379,15.565278557610512,13.296067871091196,11.081964609868299,10.570074368624876,11.081964609868299,13.296067871091196,15.56527855761051,18.778217741935482,-8509.8522177956893,0,-264.21069368279564,-696.13657410675216,-5074.1670024148152,-2475.3379475913262,-651.60536375006984,0,-242.63796987896225,9534.4218952175834,0,0,17.613088967451151,-430.92665535788899,10244.554724525642,0,1.4210854715202004E-13,0,-529.48339785649023,0,-794.39471858133334,-264.21069368279564,-71.194800000000015,0,-761.01333333333332,0,0,0,-761.01333333333332,0,0,0,-761.01333333333332,0,0,0,-910.83874197662226]
[null,null,589,2120400,8,14.574193548387095,1208.5275943555077,123,0,0,25.119945182374021,30.455270911745714,28.035011955610109,23.952166232790326,19.96847177741509,19.047460390314829,19.96847177741509,23.952166232790326,28.035011955610109,18.778217741935482,-221.30124618057641,0,-103.91015336021505,299.82325676871955,678.68718210510906,-1095.90153169419,-256.26674050860856,0,-95.425920539778446,261.39107085425314,0,0,18.799245506707209,7.1631215330293561,810.48480787143831,0,-2.8421709430404007E-14,0,297.05304763799273,0,519.2193342266462,-103.91015336021505,33.564935333758335,0,124.93716174313107,0,0,0,-155.97885081934291,0,0,0,124.93716174313107,0,0,0,-1121.9075765948905]
[null,null,595,2142000,8,10.151612903225804,0,368.99999999999994,195,0,6.4457305502846269,10.151612903225804,10.151612903225804,10.151612903225804,10.151612903225804,10.151612903225804,10.151612903225804,10.151612903225804,10.151612903225804,18.778217741935482,-2386.1741357199044,0,-212.22834959677419,-507.45381073916394,-677.88031533117828,-988.6116600527879,-523.40474569552919,0,-194.89996857866427,2498.6362768712643,0,0,18.896986224937677,43.892573122833674,1864.2386255421093,0,8.5265128291212022E-14,0,-524.42847831604445,0,-139.31820070841655,-212.22834959677419,-15.443041332254577,0,-218.39665593827647,0,0,0,-282.45378867587016,0,0,0,-218.39665593827647,0,0,0,-1147.9656822030945]
[null,null,600,2160000,9,8.2633333333333336,0,410,0,0,4.557450980392157,8.2633333333333336,8.2633333333333336,8.2633333333333336,8.2633333333333336,8.2633333333333336,8.2633333333333336,8.2633333333333336,8.2633333333333336,17.296693749999999,-1401.9951394009645,0,-261.90625,-513.8163618081893,-1060.3042836057634,434.03175601298824,-645.92206666909556,0,-240.52168333090438,3367.7135611630042,0,0,17.97978749042964,362.09432823795584,1015.6256966034036,0,1851.3689999999958,0,-653.84986670461728,0,-675.72464993295307,-261.90625,-60.559417354838708,0,-647.32991827956971,0,0,0,-647.32991827956971,0,0,0,-647.32991827956971,0,0,0,-880.5684940351108]
[null,null,651,2343600,9,6.3099999999999987,0,410,0,0,2.6041176470588221,6.3099999999999987,6.3099999999999987,6.3099999999999987,6.3099999999999987,6.3099999999999987,6.3099999999999987,6.3099999999999987,6.3099999999999987,17.296693749999999,-2251.6864066340099,0,-270.48648704861114,-564.96992676492118,-1422.1938151743061,5.963822353828732,-667.0829379615891,0,-248.40134660091087,2553.0141781134762,0,0,17.849118855860919,204.15651308303393,2116.4501226807542,0,1.1368683772161603E-13,0,-643.92380658284299,0,-588.97576432164544,-270.48648704861114,-52.784857155912121,0,-564.22632121650076,0,0,0,-564.22632121650076,0,0,0,-564.22632121650076,0,0,0,-735.23586573278396]
[null,null,657,2365200,9,11.533333333333331,1173.2840092216359,123,0,0,23.211819172113287,23.729956114584205,23.172253727940515,21.208816632533065,18.013449794632603,16.43430562647649,18.013449794632603,21.208816632533065,23.172253727940515,19.296693749999999,-6141.077519538002,0,-192.13098427083338,-202.40107521490324,-3913.706857681133,-1832.8386023711328,-473.83994246561195,0,-176.44354709688812,6802.8008420467622,0,0,18.457477818120378,-310.73073173888673,7734.8327226763768,0,1.9895196601282805E-13,0,-82.231522556699261,0,-624.90243932951319,-192.13098427083338,-56.208517856930122,0,-608.49410436076278,0,0,0,-627.14943813991226,0,0,0,-608.49410436076278,0,0,0,-704.71627129411581]
[null,null,662,2383200,9,17.626666666666665,1056.8964647846597,123,0,0,30.471056644880175,30.747610343683817,30.147642489062719,28.035406339412351,24.597878668067871,22.899059080065378,24.597878668067871,28.035406339412351,30.147642489062719,20.088976274514312,146.31087582763644,0,-60.721167233657205,556.47748424212841,1243.6460938428729,-1593.0915350237076,-149.75259975706433,0,-55.763302161962855,0,0,0,19.598257644974357,-179.30677866755289,0,0,43.531809439061135,0,625.82117374616496,0,765.70664393640311,-60.721167233657205,64.454571133286166,0,532.07153946778794,0,0,0,150.54989206634963,0,0,0,532.07153946778794,0,0,0,-942.10996008785469]
[null,null,668,2404800,9,10.949999999999998,0,442.8,195,0,7.2441176470588209,10.949999999999998,10.949999999999998,10.949999999999998,10.949999999999998,10.949999999999998,10.949999999999998,10.949999999999998,10.949999999999998,19.296693749999999,-1277.1601454137221,0,-205.16672593750002,-427.70148411955734,-302.73813525720982,-341.55380009945497,-505.98913019174591,0,-188.41492437075414,1137.1696632592339,0,0,19.831985223132293,197.82453671698829,343.96395968575774,0,5.6843418860808015E-14,0,-504.2065853339214,0,-286.14711160373139,-205.16672593750002,-25.866118238111021,0,-284.81161890023469,0,0,0,-305.05385747003055,0,0,0,-284.81161890023469,0,0,0,-1059.7649543567502]
[]
[null,null,724,2606400,10,8.0290322580645164,0,410,0,0,4.3231499051233397,8.0290322580645164,8.0290322580645164,8.0290322580645164,8.0290322580645164,8.0290322580645164,8.0290322580645164,8.0290322580645164,8.0290322580645164,17.992565045504907,8.8259582093485278,0,-245.57046493917247,-94.546380621355667,-472.42359377774619,821.36639754762291,-691.33169000640328,0,-139.82222033335981,0,0,0,19.022111620928627,378.47878428030975,0,0,-33.849167850104806,0,-240.91628083388062,0,-545.87440741013188,-245.57046493917247,-48.922051408004002,0,-522.93613319385418,0,0,0,-522.93613319385418,0,0,0,-522.93613319385418,0,0,0,-552.7183799577133]
[null,null,730,2628000,10,17.148387096774194,1672.5630900244087,123,0,0,38.064263124604686,30.657880706807966,32.581799054724812,32.225853802714333,28.321530070257005,24.632950529616146,28.321530070257005,32.225853802714333,32.581799054724812,19.903576612903223,-1970.5053345284664,0,-68.787448454300986,180.67353426061516,-1168.0506323864777,-914.34078794830305,-193.650905873064,0,-39.16600384467764,1962.6051800368191,0,0,19.546709410972881,-132.72452794989471,3062.3706934259862,0,-7.815970093361102E-14,0,232.00237148651524,0,-130.9149202819919,-68.787448454300986,-8.0054503111151192,0,-92.942831420101939,0,0,0,-250.18299458483932,0,0,0,-92.942831420101939,0,0,0,-432.47823439903698]
[null,null,735,2646000,10,20.483870967741932,1089.5614366853392,123,0,0,32.436854311617125,29.075594710621409,30.299162034927456,30.07278913294153,27.589730042767567,25.243879240981347,27.589730042767567,30.07278913294153,30.299162034927456,21.679462689535026,440.9205734527709,0,-29.065851684945546,231.03427318310952,1812.1878705398246,-1573.2357185852177,-449.71871043100924,0,-16.549432845989337,0,0,0,21.020304116932923,-243.02071183240648,0,0,19.110429527256777,0,325.01818672829125,0,769.92650739690566,-29.065851684945546,79.204245035743668,0,826.45144575491349,0,0,0,396.0594129278623,0,0,0,826.45144575491349,0,0,0,-690.93775469167497]
[null,null,736,2649600,10,18.79032258064516,731.39999204364585,147.59999999999997,0,0,25.666719375922408,24.596619203395541,25.423507385026589,25.270524321834831,23.592470180334374,22.007141555310088,23.592470180334374,25.270524321834831,25.423507385026589,21.905097024076365,275.46234166477643,0,-75.933610974357265,106.84807266473678,1799.3696426358124,-1554.8217626614155,-229.78728194175136,0,-43.234865752255999,0,0,0,21.298472196549703,-222.31135031737162,0,0,37.924246071548524,0,192.82301105907951,0,740.79377611815562,-75.933610974357265,75.921342391626041,0,792.68886520184776,0,0,0,390.6449987181947,0,0,0,792.68886520184776,0,0,0,-747.71009610227964]
[null,null,741,2667600,10,12.222580645161285,0,492,195,0,8.5166982922201093,12.222580645161285,12.222580645161285,12.222580645161285,12.222580645161285,12.222580645161285,12.222580645161285,12.222580645161285,12.222580645161285,20.564565700885804,-305.41367001757726,0,-205.45233629541912,-102.1133453619529,-132.95795010374809,135.10996174354284,-578.39085372932823,0,-116.97987313180039,0,0,0,21.29373192166678,266.63255926190533,0,0,-47.971837616800599,0,-205.22871857048386,0,-333.72012702218495,-205.45233629541912,-29.79882424625027,0,-318.74155776222318,0,0,0,-323.3674167720722,0,0,0,-318.74155776222318,0,0,0,-832.9119091936866]
[null,null,792,2851200,11,12.328033333333334,0,410,0,0,8.6221509803921563,12.328033333333334,12.328033333333334,12.328033333333334,12.328033333333334,12.328033333333334,12.328033333333334,12.328033333333334,12.328033333333334,21.598881693822449,-2.3504408441698388,0,-228.30572994049618,-92.890721871589662,-219.12025437119723,537.96626533911319,-642.72788731741127,0,-129.99207409985439,0,0,0,22.496238319597161,329.52570023157648,0,0,-35.544702029859018,0,-220.32889242076396,0,-426.77848932319756,-228.30572994049618,-38.248503522189907,0,-408.84476338768383,0,0,0,-408.84476338768383,0,0,0,-408.84476338768383,0,0,0,-658.39207042864552]
[null,null,798,2872800,11,10.587333333333335,386.49087859745993,328,0,0,14.297790849673202,13.450727573859842,14.515302826750897,15.037003221683705,14.20522776137048,13.012215211045133,14.20522776137048,15.037003221683705,14.515302826750895,19.50830857735783,-43.238671919051512,0,-220.41594216126879,-84.985589851932161,-661.77627784387801,923.93913793802744,-620.51650159333326,0,-125.49980893464475,0,0,0,20.521777845857137,372.5667821535659,0,0,-30.11264982200133,0,-229.06912898613882,0,-586.98285171036014,-220.41594216126879,-52.606249454401571,0,-562.31715309908839,0,0,0,-562.31715309908839,0,0,0,-562.31715309908839,0,0,0,-428.68184168921863]
[null,null,803,2890800,11,21.560266666666667,1962.4311169582015,123,0,0,50.720070588235288,34.249466251381136,38.96715676905103,41.279084459982442,37.593051752295807,32.30618830056099,37.593051752295807,41.279084459982442,38.967156769051023,21.245434195825837,-317.8574967315194,0,7.3974591343130243,392.21547998286974,208.31256156073823,-925.78299740944044,112.89598567459926,0,4.2119444666977488,0,0,0,20.868795886491711,-135.38665860239885,0,0,80.888163756327899,0,444.57384862279787,0,107.08807518930735,7.3974591343130243,23.263252506747818,0,320.25050486869839,0,0,0,42.417199307617921,0,0,0,320.25050486869839,0,0,0,-434.25545507542103]
[null,null,808,2908800,11,22.325900000000001,573.55670911004029,147.59999999999997,0,0,31.810976252723311,27.418832034430196,29.312322400434962,30.240236767280802,28.760812164365063,26.638878778792559,28.760812164365063,30.240236767280802,29.312322400434958,23.803717964474028,618.72646454721712,0,-35.92081557701853,187.08957215586059,2121.1659099829531,-1653.608202014578,-555.78150724872341,0,-20.452492898150204,0,0,0,23.064567239704775,-273.20964417003523,0,0,4.1853769955980411,0,292.74851531250073,0,692.3939856613988,-35.92081557701853,83.058013889829084,0,997.84959137303372,0,0,0,570.81507561795206,0,0,0,997.84959137303372,0,0,0,-661.70791931958911]
[null,null,814,2930400,11,13.790633333333334,0,410,0,0,10.084750980392158,13.790633333333334,13.790633333333334,13.790633333333334,13.790633333333334,13.790633333333334,13.790633333333334,13.790633333333334,13.790633333333334,22.32317470434171,-33.936821586426333,0,-210.00647025820194,-93.448304545207677,-13.064285975318398,282.5822391923017,-591.21168350536038,0,-119.57289311296786,0,0,0,23.093095534076586,281.66637177516697,0,0,-48.438359762920996,0,-202.37773584305597,0,-320.94696994624019,-210.00647025820194,-28.74828152591742,0,-307.21434934180428,0,0,0,-307.52842742420432,0,0,0,-307.21434934180428,0,0,0,-740.02058523647827]
[null,null,865,3114000,12,14.059778226451611,0,410,0,0,10.353895873510435,14.059778226451611,14.059778226451611,14.059778226451611,14.059778226451611,14.059778226451611,14.059778226451611,14.059778226451611,14.059778226451611,22.903913233636608,12.547395901136042,0,-217.80876580112937,-101.20277787246839,-228.52335915022854,560.08229872496236,-613.17676047403222,0,-124.01534219486138,0,0,0,23.692989956202062,290.16463302534282,0,0,-24.480073742414731,0,-213.41875970585991,0,-384.7767064950483,-217.80876580112937,-34.484243188946813,0,-368.6079440731304,0,0,0,-368.6079440731304,0,0,0,-368.6079440731304,0,0,0,-493.37385726197834]
[null,null,871,3135600,12,14.029133065161291,597.62907667535194,393.6,0,0,26.881283602795701,19.429686495223805,22.081393101793481,23.860739435729105,21.895318355250918,19.166545327541407,21.89533232939138,23.860739435729105,22.081393101793481,21.196981854998086,-203.05878911864272,0,-176.35316838065128,42.864241762774199,-858.6222518714028,789.05238937063712,-496.47067274469902,0,-100.41147078462107,267.84464459464658,0,0,21.984558748732681,305.89079471762881,4.4640774099107761,0,255.45551742214627,0,-75.433551821315476,0,-561.52306578979471,-176.35316838065128,-50.319590653082997,0,-537.83940674880125,0,0,0,-537.93243150533408,0,0,0,-537.83940674880125,0,0,0,-321.49832590857193]
[null,null,876,3153600,12,24.902036290967747,1911.9869379336139,123,0,0,55.589575822909566,36.119764493314328,41.627741475688339,45.323700382570337,41.241237396233132,35.573182344626076,41.241266422537862,45.323700382570337,41.627741475688339,23.5457705366562,-496.09640364498978,0,33.315509982938451,405.41998250421386,660.74020914207017,-1595.5721052742122,515.47115664388502,0,18.969091329881678,0,0,0,22.549522200777492,-364.16474795952911,0,0,83.984337995003116,0,546.25418519568723,0,382.98447571542442,33.315509982938451,55.91413435245768,0,752.53666932360977,0,0,0,343.98918948386711,0,0,0,752.53666932360977,0,0,0,-273.45510041548226]
[null,null,881,3171600,12,23.982681452258063,405.86296647483437,246,0,0,28.132428447830485,26.544866604551242,27.802916058847984,28.64709153394265,27.714636596570255,26.420024511694635,27.714643226323236,28.64709153394265,27.802916058847984,25.622049408814295,585.33822042315114,0,-39.834944814363986,114.34540713092929,2066.1067162714553,-1555.2789581648694,-616.3425110052732,0,-22.681108789613059,0,0,0,24.930027448106792,-256.19600664900366,0,0,-4.1154159723951658,0,213.42463028836042,0,606.54037312439903,-39.834944814363986,76.982711999340324,0,985.15287900716737,0,0,0,557.055082613276,0,0,0,985.15287900716737,0,0,0,-625.14747546245496]
[null,null,887,3193200,12,15.500100807096771,0,410,0,0,11.794218454155594,15.500100807096771,15.500100807096771,15.500100807096771,15.500100807096771,15.500100807096771,15.500100807096771,15.500100807096771,15.500100807096771,22.991919962820106,1975.7058602724278,0,-184.45519494089913,9.0073349335011983,941.51758181688297,1209.6361384629427,-2853.9659976344842,0,-105.02457986976415,0,0,0,24.388422354200944,512.49706505806682,0,0,-60.787652173753742,0,-189.19173827057043,0,-340.22694465546715,-184.45519494089913,-30.491545979746903,0,-325.92872646674465,0,0,0,-325.93030315753333,0,0,0,-325.92872646674465,0,0,0,-651.00822222834211]
[null,null,74,266400,1,13.780645161290321,0,410,0,0,10.074762808349146,13.780645161290321,13.780645161290321,13.780645161290321,13.780645161290321,13.780645161290321,13.780645161290321,13.780645161290321,13.780645161290321,23.365385029259411,40.331937842262732,0,-235.97531498921907,-103.89904533436808,-288.63294139142454,668.83923955727437,-664.31935677484284,0,-134.35896085398258,0,0,0,24.201825071903148,306.64870519780419,0,0,-41.69767458875851,0,-222.48994724040568,0,-418.52578511151006,-235.97531498921907,-37.508884272379788,0,-400.93884735595827,0,0,0,-400.93884735595827,0,0,0,-400.93884735595827,0,0,0,-444.46310486675202]
[null,null,79,284400,1,15.174193548387096,592.39427269959469,393.6,0,0,26.295530255112794,20.391737595936863,22.694306649574543,24.030277182770327,22.52936168674897,20.158470192463813,22.52936168674897,24.030277182770327,22.694306649574543,21.883324750153019,-235.97640941192844,0,-166.3645891988337,32.470242512339297,-936.39797056261182,834.31590783717775,-468.35075478860762,0,-94.724201676248228,0,0,0,22.720378531257321,308.47524420944484,0,0,-9.6860848874542693,0,-86.827040686315556,0,-584.01514507861464,-166.3645891988337,-52.340279307365442,0,-559.47415293386405,0,0,0,-559.47415293386405,0,0,0,-559.47415293386405,0,0,0,-285.61777117060228]
[null,null,80,288000,1,17.848387096774196,704.31305643445114,196.8,0,0,35.976365169723806,25.531495307539263,28.922149423850001,30.889436346469665,28.679259284991538,25.187996778998944,28.679259284991538,30.889436346469665,28.922149423850001,21.813383339832257,-234.30097441094676,0,-98.854103192853657,175.56582165999191,-1000.8946201365413,689.88192725845636,-278.29476252899912,0,-56.285271117239475,0,0,0,22.515370363506815,258.80182949076999,0,0,-4.632017060584829,0,75.478843127193784,0,-554.01040020117227,-98.854103192853657,-48.50766515986367,0,-511.41447597953544,0,0,0,-531.96857927074291,0,0,0,-511.41447597953544,0,0,0,-249.71011611066899]
[null,null,85,306000,1,28.164516129032251,1869.0633678492784,123,0,0,56.140533417668138,39.313046829548746,44.233036301720816,47.087656860470688,43.880591939929559,38.814615233121621,43.880591939929559,47.087656860470688,44.233036301720816,25.082881165608274,-115.93201258612089,0,75.757453472918542,390.75240028534114,1390.196010367551,-1972.6378767119315,213.27291273804897,0,43.134565689764209,0,0,0,23.822239048973415,-461.97148342217963,0,0,82.001924028864948,0,569.41160851048869,0,661.31544870579819,75.757453472918542,83.995259331221817,0,1051.1965560433857,0,0,0,606.7492899880076,0,0,0,1051.1965560433857,0,0,0,-295.4289831697302]
[null,null,91,327600,1,20.941935483870971,0,368.99999999999994,195,0,17.236053130929793,20.941935483870971,20.941935483870971,20.941935483870971,20.941935483870971,20.941935483870971,20.941935483870971,20.941935483870971,20.941935483870971,26.536098382216853,-21.180241937233404,0,-137.18241183621564,-144.61687872951512,1314.5635591184141,-1053.9445104899169,-386.19688502596102,0,-78.108535643226489,0,0,0,26.278802291285619,-96.448634025995574,0,0,-22.968911949848135,0,-107.31709463497572,0,336.06986738388701,-137.18241183621564,42.389299200281215,0,529.20579625822359,0,0,0,308.66047809599337,0,0,0,529.20579625822359,0,0,0,-703.78327205138351]
[null,null,96,345600,2,14.901254464285714,0,410,0,0,11.195372111344536,14.901254464285714,14.901254464285714,14.901254464285714,14.901254464285714,14.901254464285714,14.901254464285714,14.901254464285714,14.901254464285714,24.357918161776361,-73.692562619969522,0,-209.81233002492675,-98.509204987330421,-158.24125287010042,392.87022526238809,-590.66513856315157,0,-119.46235409322337,0,0,0,25.125585215897765,278.02899213922183,0,0,-95.791063137122634,0,-206.03194477045949,0,-353.36337096098913,-209.81233002492675,-31.668934768122696,0,-338.51463324575593,0,0,0,-338.51463324575593,0,0,0,-338.51463324575593,0,0,0,-616.52692372208878]
[null,null,147,529200,2,12.424290178571429,0,410,0,0,8.7184078256302513,12.424290178571429,12.424290178571429,12.424290178571429,12.424290178571429,12.424290178571429,12.424290178571429,12.424290178571429,12.424290178571429,22.640792271833369,54.027047903274138,0,-251.74118132685487,-108.92645529433349,-376.45441740156411,791.14910192602667,-708.70353392869004,0,-143.33568546682739,0,0,0,23.577136639033689,343.39697116321946,0,0,-44.615200329023828,0,-241.72909176977163,0,-482.11161752802172,-251.74118132685487,-43.207538248593977,0,-461.85272952083562,0,0,0,-461.85272952083562,0,0,0,-461.85272952083562,0,0,0,-455.56952621073935]
[null,null,153,550800,2,19.370183035714287,1578.1589225673554,123,0,0,40.212094800420175,31.055814383798399,33.885333192278921,34.359472029187089,30.583308997306951,26.386046983984929,30.583308997306951,34.359472029187089,33.885333192278921,21.672571870078702,-273.05897998767136,0,-57.741441878473694,242.46596080119889,-732.60882445664981,274.82532554625323,-162.55411092347566,0,-32.876659702125195,0,0,0,22.060540970664345,144.74658121112014,0,0,36.432969425949821,0,186.48780950729551,0,-355.26190717824744,-57.741441878473694,-28.387954562941363,0,-297.26211553067191,0,0,0,-401.21525523830678,0,0,0,-297.26211553067191,0,0,0,-250.68384986590081]
[null,null,158,568800,2,27.795325892857139,1615.3718145786552,123,0,0,48.816976219654521,39.5665192497136,42.416755750366782,42.894366224374771,39.090554186220565,34.86255988651142,39.090554186220565,42.894366224374771,42.416755750366775,25.150169966074213,-44.576891260859156,0,65.294673485324921,323.62440423141709,1669.6000342496077,-2103.0960032272087,183.8180213577686,0,37.177297460919384,0,0,0,23.86948931614414,-469.81139887726675,0,0,72.542044049225552,0,505.31555953126735,0,913.40534980843574,65.294673485324921,99.716699062732204,0,1097.8718979474127,0,0,0,560.02289122128843,0,0,0,1097.8718979474127,0,0,0,-397.42393306534859]
[null,null,164,590400,2,19.394433035714286,0,442.8,195,0,15.688550682773108,19.394433035714286,19.394433035714286,19.394433035714286,19.394433035714286,19.394433035714286,19.394433035714286,19.394433035714286,19.394433035714286,25.368128952211737,-236.13123749459567,0,-146.88207693660738,-132.57701502239846,546.51767463629187,-503.18982017188171,-413.50345003983983,0,-83.631303664872377,0,0,0,25.523055102892275,54.772214049449765,0,0,-41.923777149858061,0,-153.75918913047065,0,68.907917228547433,-146.88207693660738,9.6199176699304303,0,108.99824927746624,0,0,0,5.2511097301164327,0,0,0,108.99824927746624,0,0,0,-702.04288322725336]
[]
[null,null,220,792000,3,9.5161290322580623,0,410,0,0,5.8102466793168857,9.5161290322580623,9.5161290322580623,9.5161290322580623,9.5161290322580623,9.5161290322580623,9.5161290322580623,9.5161290322580623,9.5161290322580623,20.541994261419312,97.981977638656872,0,-271.65499941026786,-110.87453254736357,-416.35973634942184,896.87124594571014,-764.76505384109498,0,-154.67415917304896,0,0,0,21.557173420511923,372.88965417605812,0,0,-38.56758119942895,0,-255.08293666126377,0,-525.42860339637116,-271.65499941026786,-47.089668974497357,0,-503.34948552205321,0,0,0,-503.34948552205321,0,0,0,-503.34948552205321,0,0,0,-456.92193553172024]
[null,null,226,813600,3,21.396774193548392,1803.7863816052163,123,0,0,43.268637992831557,39.188316437757805,39.657941050956069,37.453590905572753,32.094231802421696,28.491616236633689,32.094231802421696,37.453590905572753,39.657941050956069,20.380342975609899,-652.02245955726016,0,24.147777586551577,252.07697340147877,-583.3587733066762,-344.88843723861436,368.53020787088229,0,13.749193654473521,0,0,0,20.299058599610401,-25.153160665780081,0,0,97.766859348663345,0,261.80450839047597,0,-52.51124053185066,24.147777586551577,-3.8884492372390822,0,-82.590292292524921,0,0,0,-249.38500206239627,0,0,0,-82.590292292524921,0,0,0,-253.5687210153753]
[null,null,231,831600,3,25.961290322580645,1068.8802022285865,123,0,0,36.668279569892476,35.986693358882484,36.251323370067283,35.009188296150853,31.989228908265304,29.959181566886876,31.989228908265304,35.009188296150853,36.251323370067276,23.720941465653734,-19.532346206139891,0,55.387197021058341,183.86286191635841,1738.4805217282976,-1997.2629268718542,155.92642433922384,0,31.536206389656424,0,0,0,22.598128931476477,-413.17353636671845,0,0,39.14773102710879,0,343.65033693546712,0,1089.4477164759116,55.387197021058341,99.91949896476504,0,953.5796504965158,0,0,0,488.16407772887595,0,0,0,953.5796504965158,0,0,0,-497.2172430189969]
[null,null,236,849600,3,16.383870967741935,0,442.8,195,0,12.677988614800757,16.383870967741935,16.383870967741935,16.383870967741935,16.383870967741935,16.383870967741935,16.383870967741935,16.383870967741935,16.383870967741935,23.316202370715942,-207.45473124604518,0,-170.2720323651786,-121.93531749062166,427.01230019343757,-342.25968158368249,-479.35101611263252,0,-96.949010671418279,0,0,0,23.595107234137622,100.29626592147424,0,0,-46.888492108621691,0,-160.72310440060724,0,9.5095119974912699,-170.2720323651786,1.0353075453553844,0,1.8822649411222983,0,0,0,-35.457350106840231,0,0,0,1.8822649411222983,0,0,0,-706.38992604477153]
[null,null,237,853200,3,15.064516129032256,0,492,195,0,11.358633776091079,15.064516129032256,15.064516129032256,15.064516129032256,15.064516129032256,15.064516129032256,15.064516129032256,15.064516129032256,15.064516129032256,22.95005939381441,-259.64892111640722,0,-194.00648435855408,-115.70379248308767,74.241911913078411,-24.180556187843877,-546.16841132349566,0,-110.4628661626774,0,0,0,23.463213959976045,187.09664297734429,0,0,-43.003555625236046,0,-188.06007267661661,0,-191.75798670511361,-194.00648435855408,-17.180244413534609,0,-183.91263094708978,0,0,0,-185.01064252208909,0,0,0,-183.91263094708978,0,0,0,-703.44359473934014]
[null,null,288,1036800,4,9.7866666666666671,0,410,0,0,6.0807843137254904,9.7866666666666671,9.7866666666666671,9.7866666666666671,9.7866666666666671,9.7866666666666671,9.7866666666666671,9.7866666666666671,9.7866666666666671,18.237096659635146,-21.585277329376936,0,-208.18748153146535,-100.99085620352683,-179.70611622165234,467.29917662726757,-586.09085372288268,0,-118.53720243006484,0,0,0,19.004863213016897,281.69461984184682,0,0,-34.518713640477635,0,-209.93121193590846,0,-362.91141474063579,-208.18748153146535,-32.524644217572657,0,-347.66145717799185,0,0,0,-347.66145717799185,0,0,0,-347.66145717799185,0,0,0,-555.40620371753948]
[null,null,294,1058400,4,7.4700000000000015,29.134886853258774,328,0,0,4.0981045751633998,7.8000154541796851,7.7604776809865958,7.6861107015596142,7.6008765302698338,7.5743053422656885,7.6008765302698338,7.6861107015596142,7.7604776809865958,16.272077131896587,20.86414747341189,0,-217.4924361594168,-109.13699611359311,-567.10862388139185,914.60220362781365,-612.28622705480177,0,-123.8352313135611,0,0,0,17.22204913859732,349.13909635702413,0,0,-32.454152060404496,0,-244.16029680201535,0,-536.68685472400819,-217.4924361594168,-48.098649690094582,0,-514.13465210227673,0,0,0,-514.13465210227673,0,0,0,-514.13465210227673,0,0,0,-352.96347630431342]
[null,null,299,1076400,4,19.306666666666665,1613.1509842562573,123,0,0,35.694520697167761,39.16146630323275,36.782745686114708,32.308587105361028,27.180623030606125,25.582014216242555,27.180623030606125,32.308587105361028,36.782745686114708,17.086991505910813,-344.4053993329332,0,54.398099712189747,236.98623119157961,47.910263374968167,-683.69999361167072,153.14191067920248,0,30.97303694708517,0,0,0,16.729031934348413,-128.61077700707989,0,0,75.780433153828852,0,286.72414882037742,0,332.63830294823407,54.398099712189747,24.18222296578147,0,145.30874767785724,0,0,0,-24.847893298291083,0,0,0,145.30874767785724,0,0,0,-216.77260362703819]
[null,null,304,1094400,4,19.563333333333333,357.86505421822159,147.59999999999997,0,0,20.039912854030501,23.696061109989877,23.200936256190573,22.269651137110671,21.202278010342532,20.869531512162766,21.202278010342532,22.269651137110671,23.20093625619057,19.827284752910742,157.73041717523392,0,-5.7035338068339945,-3.7284275955381361,1838.5351297994168,-1671.3727512218109,-17.259807799445522,0,-3.2474620301567798,0,0,0,18.962736871777295,-318.47192247203765,0,0,20.548070280232427,0,119.43489211698571,0,1161.5739969142517,-5.7035338068339945,93.242167805184948,0,778.34180746351331,0,0,0,450.08406771052904,0,0,0,778.34180746351331,0,0,0,-515.14566820628102]
[null,null,310,1116000,4,11.556666666666667,0,410,0,0,7.85078431372549,11.556666666666667,11.556666666666667,11.556666666666667,11.556666666666667,11.556666666666667,11.556666666666667,11.556666666666667,11.556666666666667,18.509957430447738,-96.676832094729718,0,-171.11063670795517,-90.503331465390602,-57.052041117987415,221.98917719660346,-481.71186092221518,0,-97.42649285241778,0,0,0,19.111972078011121,220.04575642145744,0,0,-41.152762781238621,0,-175.60209194371714,0,-262.46537931527649,-171.11063670795517,-23.522525704407844,0,-251.43628038466895,0,0,0,-251.43628038466895,0,0,0,-251.43628038466895,0,0,0,-576.89714566115583]
[null,null,361,1299600,5,6.8032258064516133,0,410,0,0,3.0973434535104367,6.8032258064516133,6.8032258064516133,6.8032258064516133,6.8032258064516133,6.8032258064516133,6.8032258064516133,6.8032258064516133,6.8032258064516133,13.724458094531286,-121.49181488769511,0,-170.26241454561739,-353.64211714569507,-89.280249167266447,491.69296597088385,-419.90693494093955,0,-156.36053952319256,0,0,0,14.428846129413307,258.58894925750587,0,0,-29.17034009432135,0,-453.64676805593086,0,-314.04864224068592,-170.26241454561739,-28.145492098092326,0,-300.85195491631731,0,0,0,-300.85195491631731,0,0,0,-300.85195491631731,0,0,0,-447.12620583949285]
[null,null,367,1321200,5,7.0451612903225804,141.25107004908102,393.6,0,0,4.9188172043010754,9.0694096790364114,8.6959175981513344,8.1037460658124534,7.6328986255076829,7.5660738308638464,7.6328986255076829,8.1037460658124534,8.6959175981513344,12.062316935247932,-285.33479473450757,0,-124.29080868373487,-366.94975149820175,-563.97999416176845,769.88575960919752,-306.53020312791767,0,-114.14250147589564,0,0,0,12.817462776604913,278.14542230062744,0,0,-14.513588571226137,0,-474.51751856374261,0,-455.86193329895218,-124.29080868373487,-40.855003702431311,0,-436.70608739589011,0,0,0,-436.70608739589011,0,0,0,-436.70608739589011,0,0,0,-239.93409447547171]
[null,null,372,1339200,5,15.564516129032262,1317.6366290631636,123,0,0,26.718321737297078,34.607865721898619,31.094196003242782,25.52327418744833,21.093722724978264,20.465060781627209,21.093722724978264,25.52327418744833,31.094196003242782,13.654437440009415,-112.73549939349141,0,47.037614429089246,480.10130388708342,530.5513731808303,-1170.4257908904942,116.00575825594613,0,43.197007335084905,0,0,0,12.87681070929761,-283.06950372909023,0,0,84.012514048471601,0,589.57337137118793,0,815.18975205117533,47.037614429089246,58.600627242029766,0,381.36507720641271,0,0,0,158.88863646539482,0,0,0,381.36507720641271,0,0,0,-142.7288308356357]
[null,null,377,1357200,5,14.700000000000001,2.4493001890525363,246,195,0,11.021421041534893,14.734990511741376,14.728534446806664,14.718298358651309,14.71015944003824,14.70900432796077,14.71015944003824,14.718298358651309,14.728534446806664,15.391037527794543,-140.81116347213401,0,-16.552117453771231,-144.07192271441977,1361.6260543032299,-1341.813177607173,-40.821392820864418,0,-15.200642033826606,0,0,0,14.746258189107966,-238.17740006651874,0,0,1.9014583198209232,0,-51.961073365476032,0,970.57907645230478,-16.552117453771231,72.673730917233556,0,534.28429403081452,0,0,0,314.06816155373593,0,0,0,534.28429403081452,0,0,0,-477.09908167831344]
[null,null,383,1378800,5,8.7483870967741932,0,410,0,0,5.0425047438330166,8.7483870967741932,8.7483870967741932,8.7483870967741932,8.7483870967741932,8.7483870967741932,8.7483870967741932,8.7483870967741932,8.7483870967741932,13.951836329837848,-225.12466995067007,0,-128.04559988392913,-304.59527306724362,-109.91884551659598,317.43504851709872,-315.79039639150119,0,-117.59071510205689,0,0,0,14.540203913699202,215.48383898953531,0,0,-33.021942454692834,0,-387.92979357487292,0,-270.66066585295556,-128.04559988392913,-24.256999099491246,0,-259.28719149948444,0,0,0,-259.28719149948444,0,0,0,-259.28719149948444,0,0,0,-464.8890215545232]
[null,null,434,1562400,6,5.6666666666666679,0,410,0,0,1.9607843137254912,5.6666666666666679,5.6666666666666679,5.6666666666666679,5.6666666666666679,5.6666666666666679,5.6666666666666679,5.6666666666666679,5.6666666666666679,10.220187184918926,-287.81395048841705,0,-112.38774590477351,-309.05521511950195,-424.13353661229462,557.76254714815309,-277.1744664477938,0,-103.21132019866681,0,0,0,10.859931157528971,235.05573130806593,0,0,-23.144005826811735,0,-399.95881491140608,0,-372.00119073888345,-112.38774590477351,-33.339283047744821,0,-356.36927027125262,0,0,0,-356.36927027125262,0,0,0,-356.36927027125262,0,0,0,-295.61818559217119]
[null,null,439,1580400,6,6.06,55.154292268625028,393.6,195,0,3.0114161220043565,6.9854507262939087,6.798792185895663,6.5053085660821734,6.3082808649853668,6.2917629637650254,6.3082808649853668,6.5053085660821734,6.798792185895663,9.4913964189469144,-473.98663266173298,0,-84.969917307861749,-313.61760636666037,-492.72068576498441,417.32157677777354,-209.55568869469977,0,-78.032149073856218,0,0,0,9.9352607811492017,163.68340741254326,0,0,-5.4991382414568335,0,-376.91923648306857,0,-308.84318217163343,-84.969917307861749,-27.678971261717656,0,-295.86523430246723,0,0,0,-295.86523430246723,0,0,0,-295.86523430246723,0,0,0,-176.93862431503825]
[null,null,440,1584000,6,8.0066666666666659,358.84899872559373,196.8,0,0,8.2399999999999984,13.552929372042923,12.434277377034412,10.675418467572129,9.4946236835047237,9.395631249973075,9.4946236835047237,10.675418467572129,12.434277377034412,9.2925424103578447,-351.20505288181312,0,-32.579429083584706,-230.94081714047638,-601.07554258121297,513.39073592346097,-80.348491739193975,0,-29.919328481636526,0,0,0,9.7945525727888008,184.10520941898926,0,0,-20.969550640957763,0,-302.14021391116984,0,-359.20372158052174,-32.579429083584706,-32.192355410986558,0,-344.10956557453983,0,0,0,-344.10956557453983,0,0,0,-344.10956557453983,0,0,0,-155.01176437284485]
[null,null,445,1602000,6,12.203333333333331,821.31194503378606,123,0,0,17.481546840958604,24.852591404325022,22.301302630575453,18.289905868809168,15.596889193260935,15.371118993518408,15.596889193260935,18.289905868809168,22.301302630575453,11.08852573620565,5.2498290133644332,0,27.592659641072068,248.2711575347509,908.72851572062837,-1179.3425038830869,68.049951997167739,0,25.339727266712273,0,0,0,10.303478714619059,-287.10479880286778,0,0,57.983940520550746,0,359.30380321189745,0,928.10470418937621,27.592659641072068,67.642788853923363,0,461.94975152184924,0,0,0,271.97048695513519,0,0,0,461.94975152184924,0,0,0,-136.99521793436438]
[null,null,451,1623600,6,9.2466666666666661,0,368.99999999999994,195,0,5.5407843137254895,9.2466666666666661,9.2466666666666661,9.2466666666666661,9.2466666666666661,9.2466666666666661,9.2466666666666661,9.2466666666666661,9.2466666666666661,11.603255167628973,-366.1023635377673,0,-57.501612512957344,-220.36697938206802,379.08461934541657,-467.31839098815851,-141.81242483207231,0,-52.806623117462429,0,0,0,11.559853424934929,-16.972140243690141,0,0,-15.743551730992253,0,-213.80330771263559,0,146.47178645854527,-57.501612512957344,11.814517261778638,0,104.22879360796465,0,0,0,88.178441889576021,0,0,0,104.22879360796465,0,0,0,-405.70024878532325]
[null,null,456,1641600,7,4.6645161290322577,0,410,0,0,0.95863377609108102,4.6645161290322577,4.6645161290322577,4.6645161290322577,4.6645161290322577,4.6645161290322577,4.6645161290322577,4.6645161290322577,4.6645161290322577,10.445227852278627,-264.80178831768029,0,-122.89052712914771,-351.9250048384385,-184.15408429309048,394.16782794299644,-303.07678131894011,0,-112.85655248977365,0,0,0,11.026546324525436,211.31532659728711,0,0,-59.419795529106935,0,-433.64742773788021,0,-284.69068768860348,-122.89052712914771,-25.514389884224059,0,-272.72765558382957,0,0,0,-272.72765558382957,0,0,0,-272.72765558382957,0,0,0,-373.02226458237448]
[null,null,507,1825200,7,3.6129032258064515,0,410,0,0,-9.2979127134725115E-2,3.6129032258064515,3.6129032258064515,3.6129032258064515,3.6129032258064515,3.6129032258064515,3.6129032258064515,3.6129032258064515,3.6129032258064515,9.6690477962776953,-190.32661911397611,0,-149.2420579816783,-350.97636513357941,-324.7054984126512,634.59730241393277,-368.0658194505653,0,-137.05648876085124,0,0,0,10.352299175818878,250.43129312254658,0,0,-35.017634202846075,0,-447.82618844439617,0,-364.24946369262466,-149.2420579816783,-32.644562093785595,0,-348.94327976479684,0,0,0,-348.94327976479684,0,0,0,-348.94327976479684,0,0,0,-274.60512050393874]
[null,null,513,1846800,7,8.2129032258064516,689.33918707572241,123,0,0,12.078547332911658,18.743705693113661,16.650887815009977,13.364824561627978,10.956824363330561,10.691083934735673,10.956824363330561,13.364824561627978,16.650887815009973,8.8096527363409471,-296.69812912110859,0,-15.396618319247015,-44.035285644876325,-619.98575468664592,382.71952952966063,-37.971661709040113,0,-14.139489056670971,0,0,0,9.1712563503420039,134.00344832212414,0,0,12.013212600201864,0,-95.85872244950562,0,-307.29632933130853,-15.396618319247015,-27.548325932791986,0,-294.60277654198666,0,0,0,-294.71183343758548,0,0,0,-294.60277654198666,0,0,0,-103.78620373828784]
[null,null,518,1864800,7,14.261290322580646,663.23114617123406,123,0,0,17.845414294750157,24.400542559267738,22.38553862985043,19.221655887278356,16.903188565122498,16.647328744052484,16.903188565122498,19.221655887278356,22.38553862985043,11.224944090697289,-42.48149565340168,0,74.54282563495579,308.60173979115666,1096.0205764948928,-1521.6466375744069,183.84004195961219,0,68.456426305067765,0,0,0,10.204211799880721,-374.05982872399426,0,0,59.140742944928348,0,453.26268798130764,0,1180.0812137564933,74.54282563495579,86.08646457037446,0,589.98784093275594,0,0,0,321.3129756110078,0,0,0,589.98784093275594,0,0,0,-163.60508313625499]
[null,null,523,1882800,7,9.112903225806452,0,368.99999999999994,195,0,5.4070208728652753,9.112903225806452,9.112903225806452,9.112903225806452,9.112903225806452,9.112903225806452,9.112903225806452,9.112903225806452,9.112903225806452,11.438726038200189,-360.54900328728775,0,-56.899985696836637,-240.40712063685538,473.76887268230757,-537.01076963590333,-140.32867239610624,0,-52.254118950225624,0,0,0,11.359037293010589,-30.748952144206569,0,0,-21.930746777826251,0,-228.51551338191902,0,192.80785193696181,-56.899985696836637,15.703217514630859,0,141.39481209513906,0,0,0,119.86571341458362,0,0,0,141.39481209513906,0,0,0,-425.37527295690904]
[]
[null,null,580,2088000,8,4.8322580645161297,0,410,0,0,1.1263757115749531,4.8322580645161297,4.8322580645161297,4.8322580645161297,4.8322580645161297,4.8322580645161297,4.8322580645161297,4.8322580645161297,4.8322580645161297,10.970232569230674,-175.73295524519779,0,-151.4223661770815,-372.1566208181199,-293.92545534368355,641.77148709368714,-373.44296938704224,0,-139.05877544678771,0,0,0,11.6628758012156,254.57485009892224,0,0,-23.659849980105491,0,-470.60889067639715,0,-361.15499171615784,-151.4223661770815,-32.367231053791279,0,-345.97884108131313,0,0,0,-345.97884108131313,0,0,0,-345.97884108131313,0,0,0,-282.47431157585413]
[null,null,586,2109600,8,12.02903225806452,1141.4525058924601,123,0,0,21.778557874762811,27.022848063143016,24.737806805638925,20.883066013949602,17.121936997260732,16.252381690866791,17.121936997260732,20.883066013949602,24.737806805638922,10.82389875796154,-329.78334881167729,0,29.156410053194268,349.91296454564258,-535.13259094615853,-173.72013246435563,71.906526240633184,0,26.775797927236898,0,0,0,10.780322101602383,-13.778063031775272,0,0,48.944150602440679,0,355.24138398378267,0,-48.051043335722817,29.156410053194268,-6.9079457351168001,0,-120.75134458192342,0,0,0,-177.10550130690237,0,0,0,-120.75134458192342,0,0,0,-123.69823569814272]
[null,null,591,2127600,8,14.587096774193546,629.09490139557681,123,0,0,18.191513809825,22.733210423036923,21.491751543061916,19.397477678146359,17.354062925276537,16.881635062888058,17.354062925276537,19.397477678146359,21.491751543061913,13.590704458711494,84.114948692147436,0,24.929018282334184,293.13080050462099,1429.7037037879877,-1663.6485738827955,61.480789438804777,0,22.893571425095459,0,0,0,12.597133601499371,-366.30216711404904,0,0,20.343759982882389,0,434.79161182345598,0,1171.4511861161131,24.929018282334184,90.499368889497489,0,706.11885246500049,0,0,0,392.28714135100273,0,0,0,706.11885246500049,0,0,0,-333.77156966516117]
[null,null,596,2145600,8,9.0290322580645164,0,442.8,195,0,5.3231499051233397,9.0290322580645164,9.0290322580645164,9.0290322580645164,9.0290322580645164,9.0290322580645164,9.0290322580645164,9.0290322580645164,9.0290322580645164,13.064685778001881,-433.33331395040182,0,-99.147709565654935,-281.71223880350129,120.3295957579785,-172.80296133922411,-244.52144027931783,0,-91.052328851010358,0,0,0,13.338973582268199,99.417261217174627,0,0,-32.919821863555327,0,-320.1600863662938,0,-76.213092708335935,-99.147709565654935,-7.0309050726867222,0,-78.771370394377186,0,0,0,-83.116252896974189,0,0,0,-78.771370394377186,0,0,0,-533.741938459317]
[null,null,597,2149200,8,8.1161290322580637,0,492,195,0,4.4102466793168871,8.1161290322580637,8.1161290322580637,8.1161290322580637,8.1161290322580637,8.1161290322580637,8.1161290322580637,8.1161290322580637,8.1161290322580637,12.858688809264857,-449.44602267698565,0,-116.61580796703255,-306.26690456639682,-8.4225054513303803,-18.140804692225913,-287.60185634497861,0,-107.09416226311575,0,0,0,13.230207218152094,135.9991299713345,0,0,-21.962911313745565,0,-358.8621355533773,0,-155.37429600414742,-116.61580796703255,-13.927452342956231,0,-148.91950175195831,0,0,0,-148.97547426620679,0,0,0,-148.91950175195831,0,0,0,-511.89195273326703]
[null,null,648,2332800,9,8.2633333333333336,0,410,0,0,4.557450980392157,8.2633333333333336,8.2633333333333336,8.2633333333333336,8.2633333333333336,8.2633333333333336,8.2633333333333336,8.2633333333333336,8.2633333333333336,14.50701277818297,-170.83036906401759,0,-153.75688636038259,-346.28803081179751,-114.57627367873329,443.79082178689583,-379.20044215250152,0,-141.20268275811588,0,0,0,15.198632907097496,253.98416064959605,0,0,-27.249333325038947,0,-444.51186209083215,0,-315.23952915917425,-153.75688636038259,-28.252221100691692,0,-301.99279938854687,0,0,0,-301.99279938854687,0,0,0,-301.99279938854687,0,0,0,-478.31045144485762]
[null,null,654,2354400,9,6.6733333333333356,82.200779476703104,328,0,0,3.9728431372549045,7.4704014177465732,7.4339547077869836,7.305641069448666,7.0968189249778098,6.9936194213365699,7.0968189249778098,7.305641069448666,7.4339547077869836,12.806058209762545,-164.9037786815428,0,-151.4532494845671,-370.6839899470823,-479.49995096729299,836.73341171739958,-373.51913484623486,0,-139.0871371414905,0,0,0,13.638075930070276,305.64439148350493,0,0,-30.373949595535887,0,-488.88649148763159,0,-465.54903314922626,-151.4532494845671,-41.723175557415352,0,-445.98612410176736,0,0,0,-445.98612410176736,0,0,0,-445.98612410176736,0,0,0,-272.9227251938791]
[null,null,659,2372400,9,15.363333333333337,1617.6209302512186,123,0,0,31.89568627450981,31.408069039371821,30.674407963120416,28.09149383711565,23.887968212238146,21.810593903446225,23.887968212238146,28.09149383711565,30.674407963120416,14.02324842190041,-185.36126267470399,0,32.571782211852152,636.68860411886544,55.781602101794761,-910.40325110721631,80.329632765064687,0,29.912305974684784,0,0,0,13.4479658353807,-208.60717345506805,0,0,81.16858411049526,0,717.36369722955658,0,392.37109711427331,32.571782211852152,32.776094307858855,0,260.45484622752343,0,0,0,41.857662172319372,0,0,0,260.45484622752343,0,0,0,-153.0452341497072]
[null,null,664,2390400,9,16.630000000000003,405.7228540623197,147.59999999999997,0,0,19.006797385620914,21.452307250181569,21.231802581734357,20.455497770945765,19.192111918504342,18.567749051195907,19.192111918504342,20.455497770945765,21.231802581734357,16.646853478524971,183.19917593167293,0,-0.10262377134960818,258.2239826271209,1750.0886645006697,-1825.0108474247681,-0.25309422161370959,0,-9.424457123407172E-2,0,0,0,15.639738170343875,-371.1805297213233,0,0,20.600445689317041,0,401.77141342816816,0,1103.6543116905443,-0.10262377134960818,94.844378671183563,0,860.76878486478529,0,0,0,488.62240550153399,0,0,0,860.76878486478529,0,0,0,-477.42272153738611]
[null,null,670,2412000,9,9.7233333333333327,0,410,0,0,6.0174509803921561,9.7233333333333327,9.7233333333333327,9.7233333333333327,9.7233333333333327,9.7233333333333327,9.7233333333333327,9.7233333333333327,9.7233333333333327,15.248448198500268,-214.55228795130404,0,-136.05954031044448,-326.00702735115533,20.343638655895347,227.17064105440045,-335.55464776945723,0,-124.95031969911808,0,0,0,15.857197056581374,222.73886718501313,0,0,-37.701721568199602,0,-412.14730024733768,0,-245.97388593132894,-136.05954031044448,-22.044547393254625,0,-235.63841176751484,0,0,0,-235.63961078889056,0,0,0,-235.63841176751484,0,0,0,-581.4931453179239]
[null,null,721,2595600,10,9.2290322580645174,0,410,0,0,5.5231499051233408,9.2290322580645174,9.2290322580645174,9.2290322580645174,9.2290322580645174,9.2290322580645174,9.2290322580645174,9.2290322580645174,9.2290322580645174,17.503111719854839,-35.854215353752579,0,-204.00868309209844,-103.506079844539,-289.12292849881669,560.78347608170156,-574.32667113684067,0,-116.15788993308932,0,0,0,18.283331010639465,286.5785251659683,0,0,-29.760251257714273,0,-214.33519860573452,0,-396.02304921832371,-204.00868309209844,-35.492156638251892,0,-379.38170246232687,0,0,0,-379.38170246232687,0,0,0,-379.38170246232687,0,0,0,-479.65314902339929]
[null,null,726,2613600,10,8.7838709677419349,260.24927360488351,328,0,0,9.0753531520134914,10.977149361482656,11.289499229332131,11.23171119869793,10.59784074198387,9.9989965481442873,10.59784074198387,11.23171119869793,11.289499229332131,16.123399566874635,-74.427342830334055,0,-181.18450726559013,-89.628235344279204,-545.4034408599739,741.7888406395092,-510.07189175589298,0,-103.162324924358,0,0,0,16.925153721766812,294.67951653598737,0,0,-25.179904895233662,0,-203.59026762057954,0,-469.81500557390689,-181.18450726559013,-42.105498156592546,0,-450.07283542911858,0,0,0,-450.07283542911858,0,0,0,-450.07283542911858,0,0,0,-328.05880930126943]
[null,null,732,2635200,10,19.883870967741935,1770.7846237513493,123,0,0,42.411385199240982,34.277640009182335,36.327490074171962,35.948246121975941,31.788361548192512,27.858342886387604,31.788361548192512,35.948246121975941,36.327490074171962,18.059750583241666,-155.33829936942493,0,44.74655918738604,303.24456838392933,861.30084451271432,-1364.6302714534545,125.97082630702205,0,25.47766996087319,0,0,0,17.224562763038023,-304.80709766752625,0,0,80.012505760474824,0,421.12326151728769,0,593.00267214735027,44.74655918738604,61.591054031528394,0,641.6557528261136,0,0,0,285.3849085395637,0,0,0,641.6557528261136,0,0,0,-258.01396856886583]
[null,null,737,2653200,10,17.20645161290323,279.43251095908175,246,0,0,17.988288003373395,19.668778094633744,20.019443725301379,19.954566873113471,19.242939924155273,18.570635887818664,19.242939924155273,19.954566873113471,20.019443725301379,20.135281153839621,217.58940360106294,0,-71.513418588397627,3.7028704221944366,1807.6442287862894,-1522.2442770190232,-201.3250760554547,0,-40.718109049211215,0,0,0,19.444468424155019,-254.97125464754407,0,0,7.9797591954266318,0,102.30844264941659,0,776.30042910727514,-71.513418588397627,78.20799378389097,0,818.90223241573415,0,0,0,454.63591185228148,0,0,0,818.90223241573415,0,0,0,-596.55931325326424]
[null,null,743,2674800,10,10.277419354838711,0,410,0,0,6.5715370018975348,10.277419354838711,10.277419354838711,10.277419354838711,10.277419354838711,10.277419354838711,10.277419354838711,10.277419354838711,10.277419354838711,18.339688221207979,-41.154634078816571,0,-198.46838389939788,-91.149103038290676,-157.0311045147464,405.4939573736184,-558.72958210995171,0,-113.00336996821328,0,0,0,19.084221176450935,273.40667918007148,0,0,-29.480906976910077,0,-196.88424596082314,0,-347.84703213480213,-198.46838389939788,-31.174552529323346,0,-333.23009735985573,0,0,0,-333.23009735985573,0,0,0,-333.23009735985573,0,0,0,-587.12167006240054]
[null,null,794,2858400,11,10.75213333333333,0,410,0,0,7.0462509803921529,10.75213333333333,10.75213333333333,10.75213333333333,10.75213333333333,10.75213333333333,10.75213333333333,10.75213333333333,10.75213333333333,20.312033731609247,27.069741644845408,0,-235.5358596628632,-103.29137461708454,-314.56655015182628,680.46352607661947,-663.08219906726947,0,-134.10874501681496,0,0,0,21.202871848944159,327.27660710220249,0,0,-32.844595337036537,0,-229.8597486265634,0,-448.32391086596579,-235.5358596628632,-40.179435264022771,0,-429.4848213875851,0,0,0,-429.4848213875851,0,0,0,-429.4848213875851,0,0,0,-507.729372787876]
[null,null,799,2876400,11,12.434466666666669,612.03804027697674,393.6,0,0,22.650425272331152,17.809586998397361,19.80799155110746,20.787319636701305,19.225923331265495,16.986418227670491,19.225923331265495,20.787319636701305,19.807991551107456,18.892458113734342,-251.8023137051664,0,-159.98561692273751,30.180851034654268,-877.14255790918446,755.1450100921013,-450.3926274330646,0,-91.092160391032422,0,0,0,19.706849627446747,300.10548668923298,0,0,-9.4331100360160747,0,-85.879578147556899,0,-559.62934247873318,-159.98561692273751,-50.154788520067015,0,-536.11306997539975,0,0,0,-536.11306997539975,0,0,0,-536.11306997539975,0,0,0,-334.40187610824847]
[null,null,800,2880000,11,15.170833333333336,721.97002815689905,196.8,0,0,30.681781045751638,22.590309988960396,25.348781430018789,26.70058407271868,24.545331218196399,21.454059802709637,24.545331218196399,26.70058407271868,25.348781430018786,18.838120103316061,-249.66130149952073,0,-91.53432711665215,160.17780747640342,-918.5510143888439,600.2462325295719,-257.68807773698933,0,-52.117557611582285,0,0,0,19.511846971207198,248.45065165795026,0,0,-2.9156109363070328,0,64.093961825552526,0,-516.83036284144805,-91.53432711665215,-45.624297186655959,0,-484.04639766429057,0,0,0,-498.17169716443919,0,0,0,-484.04639766429057,0,0,0,-301.76537970290593]
[null,null,805,2898000,11,23.901799999999994,1789.8846468537001,123,0,0,49.573041830065364,35.244091436410052,39.461017839132737,41.527543586118277,38.232768613464842,33.50708472349627,38.232768613464842,41.527543586118277,39.46101783913273,22.080954927735789,-566.24682134671934,0,44.883192231789145,332.86051579244838,1084.2656303634799,-2028.2561597344368,694.45105374159346,0,25.555465699233178,0,0,0,20.813136192424071,-464.65015849854376,0,0,80.892425056379452,0,512.5556536916323,0,645.33874335203109,44.883192231789145,79.017713411052299,0,955.58856480199506,0,0,0,524.95844107331914,0,0,0,955.58856480199506,0,0,0,-341.32221210944482]
[null,null,811,2919600,11,17.714933333333331,0,368.99999999999994,195,0,14.009050980392153,17.714933333333331,17.714933333333331,17.714933333333331,17.714933333333331,17.714933333333331,17.714933333333331,17.714933333333331,17.714933333333331,22.971152358984906,-104.15232677518213,0,-129.08233151373943,-128.46458661947742,1017.8704605725328,-864.47586921449806,-363.39348226369412,0,-73.496534701469429,0,0,0,22.857941982297636,-43.345940425801558,0,0,-25.438703290518291,0,-111.70131946090474,0,237.41668431648955,-129.08233151373943,30.786347113053903,0,378.88985899721695,0,0,0,185.57318412672629,0,0,0,378.88985899721695,0,0,0,-707.10642241973426]
[null,null,816,2937600,12,14.779939516774194,0,410,0,0,11.074057163833018,14.779939516774194,14.779939516774194,14.779939516774194,14.779939516774194,14.779939516774194,14.779939516774194,14.779939516774194,14.779939516774194,21.2185244854541,236.37893160892804,0,-217.93393570703353,-93.518258327208244,-211.1979188441785,759.0290444873483,-613.52913966836275,0,-124.08661108367815,0,0,0,22.016744757874775,307.82078463541245,0,0,216.5839654922996,0,-212.56244099150578,0,-400.31039766890456,-217.93393570703353,-35.876394987689217,0,-383.48889157023621,0,0,0,-383.48889157023621,0,0,0,-383.48889157023621,0,0,0,-358.52858868768976]
[null,null,867,3121200,12,12.438649193999998,0,410,0,0,8.7327668410588224,12.438649193999998,12.438649193999998,12.438649193999998,12.438649193999998,12.438649193999998,12.438649193999998,12.438649193999998,12.438649193999998,22.134437322720807,33.720683077863214,0,-238.65246463554689,-97.057317904435024,-366.25162005343714,735.68208567128227,-671.85608717869786,0,-135.88326878656292,0,0,0,23.013940061499543,322.57837702798952,0,0,-41.440295859408053,0,-221.8087354669477,0,-456.06737378497183,-238.65246463554689,-40.873415574982758,0,-436.90289503497735,0,0,0,-436.90289503497735,0,0,0,-436.90289503497735,0,0,0,-435.45367103802027]
[null,null,873,3142800,12,19.55139112967742,1576.5430395892081,123,0,0,43.012386280425886,28.412115978831842,32.762789095165928,35.682174761936878,32.457494989322655,27.980378470164702,32.457517916790223,35.682174761936878,32.762789095165928,21.340735501777161,-265.30123297653722,0,-45.050518448947926,295.20029532269103,-642.15726223495244,126.70625238467207,-126.82653454555444,0,-25.6507374299314,0,0,0,21.615650805757205,103.43443449562167,0,0,44.253902157326522,0,255.19887784706759,0,-338.73557363063378,-45.050518448947926,-23.677129946941719,0,-205.16961015437187,0,0,0,-331.5881211125083,0,0,0,-205.16961015437187,0,0,0,-248.81725861097649]
[null,null,878,3160800,12,26.501713710322583,1641.0298127613964,123,0,0,51.120520372772518,35.7400693428078,40.276161612191686,43.319967110856261,39.957856330141212,35.289931830036394,39.957880234743008,43.319967110856261,40.276161612191686,24.758723673952961,-25.085611595677392,0,43.002737444936734,359.88134797206283,1599.5952193922976,-2027.5649164049746,130.13317853228074,0,24.484777643976507,0,0,0,23.54028493222534,-448.09364268774334,0,0,51.060096692320109,0,533.17354951722609,0,668.40504979516493,43.002737444936734,86.614077107832401,0,1117.4184965906391,0,0,0,611.98494447662779,0,0,0,1117.4184965906391,0,0,0,-400.74016720548303]
[null,null,883,3178800,12,20.369616936129027,0.53010673172223244,368.99999999999994,195,0,16.670006984621541,20.371662737058479,20.372667238524972,20.373341278404574,20.372596750954695,20.37156305571056,20.372596756248285,20.373341278404574,20.372667238524972,25.328340444448138,-17.897909752246164,0,-121.39122657327313,-119.74780875039355,1214.1294174648647,-990.88829189344415,-367.34931538113699,0,-69.117395011933695,0,0,0,25.106762086138417,-80.449865048895191,0,0,24.295933376988469,0,-88.635262398002141,0,282.87415970463832,-121.39122657327313,38.037626180337099,0,497.58302469786105,0,0,0,257.53092465449828,0,0,0,497.58302469786105,0,0,0,-698.81132613630029]
[]
[null,null,76,273600,1,12.141935483870968,0,410,0,0,8.4360531309297926,12.141935483870968,12.141935483870968,12.141935483870968,12.141935483870968,12.141935483870968,12.141935483870968,12.141935483870968,12.141935483870968,22.788384131222838,87.053983479822023,0,-262.36702428313197,-114.60176638222489,-403.61772500411553,867.64049914929444,-738.61748131859815,0,-149.38579802994963,0,0,0,23.749114893498415,352.79176402847952,0,0,-38.157531840246229,0,-251.03767095965264,0,-478.56428377807168,0,0,0,-499.5562139099078,-262.36702428313197,-44.770948127132769,0,-478.56428377807168,0,0,0,-478.56428377807168,0,0,0,-413.18636014900687]
[null,null,82,295200,1,23.458064516129028,1848.2142275625092,123,0,0,51.810056925996207,34.738896948205102,39.717272870027713,42.605769753202182,39.360645984045959,34.234550369342827,39.360645984045959,42.605769753202182,39.717272870027713,22.944128274864667,-427.11198978132046,0,11.884694146937569,375.35112440729722,-322.71296218004289,-491.63484615551238,183.88483446353001,0,6.7668737118664053,0,0,0,22.730270183255733,-74.724718684160266,0,0,88.41577217526401,0,404.24957280515781,0,-91.769318385449751,0,0,0,104.73334352643002,11.884694146937569,1.9729737799610547,0,-104.08498817829623,0,0,0,100.33232724725529,0,0,0,-220.34328976743348]
[null,null,87,313200,1,28.525806451612894,747.45049172834797,123,0,0,47.022011385199235,36.338489861687542,39.786327174025018,41.786792282881912,39.539340706273407,35.989198249270601,39.539340706273407,41.786792282881912,39.786327174025018,26.170396182422099,85.59015871438487,0,58.37363713611721,326.99019271588907,1886.2363417590122,-2186.0100128966337,164.33387143331132,0,33.236617259031853,0,0,0,24.881112646636332,-474.22658061786444,0,0,44.286544093610253,0,510.38884058238432,0,754.32975244562886,0,0,0,1241.0759854507269,58.37363713611721,94.455606080148215,0,726.46780552270832,0,0,0,1188.924536525742,0,0,0,-464.30842068055625]
[null,null,92,331200,1,19.574193548387097,0,442.8,195,0,15.868311195445919,19.574193548387097,19.574193548387097,19.574193548387097,19.574193548387097,19.574193548387097,19.574193548387097,19.574193548387097,19.574193548387097,26.038025850769206,-170.90922221635617,0,-158.93679285847639,-149.30684407139304,708.29886431510965,-570.96444960159636,-447.43997059363312,0,-90.494983896536766,0,0,0,26.127108828557922,30.444511818372092,0,0,-41.829664888153914,0,-161.08071447564225,0,87.176179667988237,0,0,0,199.54508357238402,-158.93679285847639,13.870687893691954,0,80.509760960110128,0,0,0,191.15996827231027,0,0,0,-681.49466155985419]
[null,null,93,334800,1,18.7741935483871,0,492,195,0,15.068311195445922,18.7741935483871,18.7741935483871,18.7741935483871,18.7741935483871,18.7741935483871,18.7741935483871,18.7741935483871,18.7741935483871,25.002947412990302,1281.2228145811196,0,-153.68630462260708,-46.475950532899105,910.2144409617905,571.17062877483522,-2345.4765386368349,0,-87.505475678782332,0,0,0,25.95589202068631,345.03492357783097,0,0,-120.54427615666687,0,-179.91203580768126,0,-161.74085453530583,0,0,0,-149.51393844957838,-153.68630462260708,-14.113959740619677,0,-162.92751235196104,0,0,0,-143.23118975728562,0,0,0,-681.49466155985419]
[null,null,144,518400,2,14.901254464285714,0,410,0,0,11.195372111344536,14.901254464285714,14.901254464285714,14.901254464285714,14.901254464285714,14.901254464285714,14.901254464285714,14.901254464285714,14.901254464285714,23.319745556975764,93.973335491536432,0,-206.8979110143851,-82.369546956270739,-73.181430725724113,456.42222418791641,-626.10625257209188,0,-117.80295039768276,0,0,0,24.079177398503177,283.2224283831768,0,0,43.286560904938597,0,-191.90075531507776,0,-323.5648096483165,0,0,0,-337.75778247870875,-206.8979110143851,-30.270339428941199,0,-323.5648096483165,0,0,0,-323.5648096483165,0,0,0,-571.82993591516981]
[null,null,149,536400,2,11.651754464285714,43.687657682849419,410,0,0,8.4589440067693751,11.895995107508613,11.95513470152874,11.965044647431869,11.886119302249543,11.798392593835377,11.886119302249543,11.965044647431869,11.95513470152874,21.687951667946312,29.422890637681235,0,-247.43701488599774,-107.76589513937745,-537.97494416515747,922.60074482821392,-696.58641446823833,0,-140.88499128992771,0,0,0,22.656442635470206,355.77599637682994,0,0,-35.828589235434606,0,-245.35589820047483,0,-514.26091698921573,0,0,0,-536.81865814312471,-247.43701488599774,-48.110462102543742,0,-514.26091698921573,0,0,0,-514.26091698921573,0,0,0,-369.0605083984147]
[null,null,155,558000,2,24.715575892857146,1747.0797806724909,123,0,0,52.180853670634917,39.554167264202455,43.147133029245367,43.749201693281961,38.954172780202612,33.62442601351492,38.954172780202612,43.749201693281961,43.14713302924536,22.86694564578502,-763.17113394760031,0,44.877693553584045,343.38180233937214,-49.238636806329396,-1102.1919930342272,694.36597595002286,0,25.552334877309111,0,0,0,22.193639595365397,-243.93542128692249,0,0,97.44284343684626,0,437.71946340526512,0,231.20841041226726,0,0,0,383.7223722541853,44.877693553584045,19.805214835535153,0,38.41989334351377,0,0,0,367.59791417701092,0,0,0,-216.57313404829304]
[null,null,160,576000,2,26.07704017857143,459.32565029776708,147.59999999999997,0,0,35.882595734126987,32.508969728922217,34.066375152337621,34.327347581232409,32.248896373230359,29.938666590183427,32.248896373230359,34.327347581232409,34.066375152337621,25.596916664205427,43.307005728506738,0,12.473962533162274,150.72696727206574,1967.8058399451841,-2087.6997640219051,190.37081109609346,0,7.1023896875135675,0,0,0,24.415288418686529,-435.62081618031505,0,0,21.947387125359757,0,319.19552625894943,0,914.72842339564841,0,0,0,1174.3041329127216,12.473962533162274,82.762297286061354,0,617.56517852105583,0,0,0,1124.9585144913362,0,0,0,-506.15818985932344]
[null,null,166,597600,2,17.298540178571432,0,410,0,0,13.592657825630255,17.298540178571432,17.298540178571432,17.298540178571432,17.298540178571432,17.298540178571432,17.298540178571432,17.298540178571432,17.298540178571432,23.6433825682427,1525.9953456840208,0,-156.33622371862441,-12.720292381472177,831.89849207405484,863.15336971006252,-2385.9181582349943,0,-89.014279157249049,0,0,0,24.77925776163859,412.56795409525625,0,0,-121.75247094629974,0,-172.27356928875557,0,-244.50938374212535,0,0,0,-255.1810584231485,-156.33622371862441,-22.87518309063676,0,-244.58193753425596,0,0,0,-244.45805508492401,0,0,0,-634.69371962361799]
[null,null,217,781200,3,12.138709677419351,0,410,0,0,8.4328273244781755,12.138709677419351,12.138709677419351,12.138709677419351,12.138709677419351,12.138709677419351,12.138709677419351,12.138709677419351,12.138709677419351,21.531110157538702,-0.448371413285372,0,-231.32957122034475,-92.973949835243303,-345.97737897524371,669.83252861754636,-651.24062643213608,0,-131.71378033919723,0,0,0,22.451574629365851,338.07859168680136,0,0,-35.324186497817323,0,-223.71979817462801,0,-448.74273900774665,0,0,0,-468.4265652850703,-231.32957122034475,-41.981064136119464,0,-448.74273900774665,0,0,0,-448.74273900774665,0,0,0,-557.5774762011672]
[null,null,222,799200,3,10.516129032258066,179.762002306927,328,0,0,9.0712629137676579,12.088862048320776,12.130375826283053,11.935516144923202,11.46176064409217,11.143297389657871,11.46176064409217,11.935516144923202,12.130375826283053,19.775601820699503,7.3274588013373432,0,-228.7383876522841,-104.97588268921493,-651.76974348426597,992.81147262710238,-643.94590833292204,0,-130.23841953036666,0,0,0,20.802024068097161,377.2424677531298,0,0,-33.727786722096397,0,-250.86765959805584,0,-564.94829576086454,0,0,0,-589.72940783861316,-228.7383876522841,-52.852399774470349,0,-564.94829576086454,0,0,0,-564.94829576086454,0,0,0,-376.7848003946695]
[null,null,228,820800,3,24.274193548387093,816.16557682784207,123,0,0,45.513282732447806,41.625586131606362,42.08359257750611,39.933776432372824,34.707003929079008,31.193514420953345,34.707003929079008,39.933776432372824,42.08359257750611,22.200168295828597,-672.45450233249426,0,50.88364841580858,305.48639924164115,477.71755918816552,-1506.5421091781095,787.29255882890777,0,28.97198855702251,0,0,0,21.342680412881815,-312.68116751942148,0,0,78.199350756197845,0,426.41024805176994,0,603.19587604598348,0,0,0,554.24013165883673,50.88364841580858,28.790898713542425,0,157.71384489463978,0,0,0,530.95032002986932,0,0,0,-371.33863055241062]
[null,null,233,838800,3,22.761290322580646,152.37255369940922,246,0,0,20.957052498418722,24.084049128844878,24.118964600714587,23.955076415706642,23.556620826398035,23.288774936490338,23.556620826398035,23.955076415706642,24.118964600714584,24.020677467597469,447.4761194400055,0,-30.290829890901929,-3.2891750051780662,1992.8232464472662,-1511.7671221111807,-468.67207278419733,0,-17.246907490015534,0,0,0,23.373571431137211,-239.83755283717571,0,0,-10.321387241938542,0,89.463708733726705,0,893.82596792329116,0,0,0,856.05819958847565,-30.290829890901929,55.408241003302606,0,439.12686524224949,0,0,0,820.08564351936514,0,0,0,-641.02576456227871]
[null,null,239,860400,3,13.264516129032259,0,410,0,0,9.5586337760910816,13.264516129032259,13.264516129032259,13.264516129032259,13.264516129032259,13.264516129032259,13.264516129032259,13.264516129032259,13.264516129032259,22.180798312785225,-10.23517375832381,0,-219.58384902173424,-96.878782360512901,-163.11739174517834,469.34484936910167,-618.17398716864602,0,-125.02603408422574,0,0,0,23.010862915335316,304.45342035473431,0,0,-38.981774656461269,0,-214.62069711914879,0,-368.23127100981964,0,0,0,-384.38351089778416,-219.58384902173424,-34.449004432629188,0,-368.23127100981964,0,0,0,-368.23127100981964,0,0,0,-635.98741163033719]
[null,null,290,1044000,4,8.2766666666666655,0,410,0,0,4.5707843137254889,8.2766666666666655,8.2766666666666655,8.2766666666666655,8.2766666666666655,8.2766666666666655,8.2766666666666655,8.2766666666666655,8.2766666666666655,18.424993289277669,29.058754885048415,0,-249.94016894303272,-94.261716572636601,-367.871727113421,741.13236751413876,-703.63331127248159,0,-142.31023010347062,0,0,0,19.421658622256281,365.90472884425913,0,0,-40.980057646644667,0,-235.76882574935439,0,-484.08645182709074,0,0,0,-505.32060848896816,-249.94016894303272,-45.287561480139672,0,-484.08645182709074,0,0,0,-484.08645182709074,0,0,0,-587.30171863464045]
[null,null,295,1062000,4,9.5566666666666684,296.98570627765247,393.6,0,0,10.048496732026145,13.704463642144205,13.207533410573522,12.272852539008374,11.201587440948463,10.867627646512798,11.201587440948463,12.272852539008374,13.207533410573522,19.935291666666664,-2327.9563638704349,0,-207.39037847222212,-200.59893704186999,-1919.2169736644646,-0.75007469187835341,-583.84684361689369,0,-118.08335013310597,14957.236860240289,0,0,18.250289304589568,116.26480182039023,2576.5184839519593,0,12480,0,-245.56226959177548,0,-589.43309444444424,0,0,0,-615.28821726783428,-207.39037847222212,-55.143017124999986,0,-589.43309444444424,0,0,0,-589.43309444444424,0,0,0,-422.85482924201148]
[null,null,296,1065600,4,12.550000000000004,621.2712517855789,196.8,0,0,18.489324618736386,22.080514794335222,20.938703622829763,18.791059963533201,16.329582720052763,15.562233503010667,16.329582720052763,18.791059963533201,20.93870362282976,19.935291666666664,-6939.3136051284182,0,-183.27720069444428,-309.16397877779548,-4450.060855541984,-1996.8115701141937,-515.96325692960545,0,-104.35385682039403,7700.7023898533644,0,0,18.763040266779299,-433.53164487901375,8482.5031553150402,0,-7.1054273576010019E-14,0,-141.50336942401952,0,-607.35558333333324,0,0,0,-633.99686518968326,-183.27720069444428,-56.819713125,0,-607.35558333333324,0,0,0,-607.35558333333324,0,0,0,-422.85482924201148]
[null,null,301,1083600,4,21.54666666666667,770.96182966925335,123,0,0,36.262679738562092,39.749505382481701,37.568699303550531,33.466800088992414,28.765493367097893,27.299892154787038,28.765493367097893,33.466800088992414,37.568699303550531,20.700686012495119,-256.34797075170172,0,20.662806432834131,182.95507277887219,1056.7616396087333,-1516.7274895721414,319.70336749749151,0,11.764930585088603,0,0,0,20.03011729328751,-244.08259573252562,0,0,69.613191568629091,0,277.34965092918702,0,859.83950600064054,0,0,0,546.16900263646642,20.662806432834131,25.383351974771344,0,192.80150074507873,0,0,0,523.21834918790967,0,0,0,-630.57430693653293]
[null,null,306,1101600,4,16.59333333333333,0,246,195,0,12.887450980392153,16.59333333333333,16.59333333333333,16.59333333333333,16.59333333333333,16.59333333333333,16.59333333333333,16.59333333333333,16.59333333333333,21.238255817666424,-51.971960471967577,0,-113.92166397117967,-127.04017242656394,1092.0250919609171,-903.03521603514105,-320.71306498949457,0,-64.864396475638074,0,0,0,21.148703828572305,-34.956225341885194,0,0,-31.417917375857947,0,-113.52147751522949,0,464.1538233115329,0,0,0,317.01262001589947,-113.92166397117967,17.177984760497477,0,146.1864466516509,0,0,0,303.69138291587575,0,0,0,-776.12501890832789]
[null,null,312,1123200,5,7.9258064516129032,0,410,0,0,4.2199240986717266,7.9258064516129032,7.9258064516129032,7.9258064516129032,7.9258064516129032,7.9258064516129032,7.9258064516129032,7.9258064516129032,7.9258064516129032,19.086354532143183,-315.18618055021477,0,-230.71552725291107,-99.719723054254871,-196.45593044418547,211.70500020113661,-649.51196556141883,0,-211.87767373037988,0,0,0,20.045663501442498,328.58625897536672,0,0,-437.9895608666468,0,-226.7945815007748,0,-402.35228510957916,0,0,0,-420.00122244925268,-230.71552725291107,-37.641115093804068,0,-402.35228510957916,0,0,0,-402.35228510957916,0,0,0,-981.24265052129533]
[null,null,363,1306800,5,5.7193548387096778,0,410,0,0,2.0134724857685011,5.7193548387096778,5.7193548387096778,5.7193548387096778,5.7193548387096778,5.7193548387096778,5.7193548387096778,5.7193548387096778,5.7193548387096778,17.151909274193546,-2614.256374241495,0,-281.66138618951601,-620.36461849659361,-1567.0829601019909,-145.14740945339429,-694.64285280864601,0,-258.66381858248258,2989.5575212037024,0,0,17.606513774516877,168.00552442892149,2600.3150271179402,0,1.1368683772161603E-13,0,-685.3377500621441,0,-560.20287881969784,0,0,0,-584.77583608052407,-281.66138618951601,-52.408453531684891,0,-560.20287881969784,0,0,0,-560.20287881969784,0,0,0,-755.09925680345998]
[null,null,369,1328400,5,11.09677419354839,665.93176086774031,123,0,0,18.221853257432006,24.977131925548981,22.416080761245908,18.355535250428851,15.126914224933275,14.668693751499539,15.126914224933275,18.355535250428851,22.416080761245908,19.151909274193546,-7054.2268311928174,0,-199.40460124327942,-500.25523199041868,-4379.8470709429948,-1974.7199270161248,-491.77838306029713,0,-183.12327542760553,7841.6515740952618,0,0,18.24368088803228,-335.98115227813321,8599.14390290558,0,-3.1263880373444408E-13,0,-370.32053082677953,0,-694.44645157817843,0,0,0,-726.40014831466976,-199.40460124327942,-65.166236629401965,0,-696.6719177215399,0,0,0,-695.87597358400194,0,0,0,-754.92477323502226]
[null,null,374,1346400,5,16.470967741935482,453.14186061031086,123,0,0,23.368026565464895,30.059107416420275,27.551973118734104,23.576912776565827,20.416262720028055,19.967688993403449,20.416262720028055,23.576912776565827,27.551973118734104,19.334837386142091,152.48975636414866,0,-70.550610471335276,263.63383200764639,1221.0064649000385,-1261.599930072201,-173.99430567392423,0,-64.790174310802016,0,0,0,19.129810349639222,-74.171058673199198,47.499322320144699,0,30.87524624314608,0,292.31816229923021,0,868.59261401219555,0,0,0,336.92245703591857,-70.550610471335276,5.2973774374262259,0,18.852776151566253,0,0,0,322.7645855471655,0,0,0,-992.31846202876125]
[null,null,379,1364400,5,12.267741935483874,0,368.99999999999994,195,0,8.5618595825426986,12.267741935483874,12.267741935483874,12.267741935483874,12.267741935483874,12.267741935483874,12.267741935483874,12.267741935483874,12.267741935483874,19.151909274193546,-1802.2771477787228,0,-169.12485930779553,-410.76753381238188,-342.55037004763051,-879.83438461091475,-417.10145767507009,0,-155.31586532896162,1772.016609974823,0,0,19.262114393190458,40.727860807931712,1137.7504974814337,0,-8.5265128291212022E-14,0,-426.51830550665863,0,-57.879543617551505,0,0,0,-139.98626350568219,-169.12485930779553,-16.022765230022323,0,-176.54485721288401,0,0,0,-134.10387873875376,0,0,0,-1027.6987719449412]
[]
[null,null,436,1569600,6,5.0333333333333323,0,410,0,0,1.3274509803921557,5.0333333333333323,5.0333333333333323,5.0333333333333323,5.0333333333333323,5.0333333333333323,5.0333333333333323,5.0333333333333323,5.0333333333333323,17,-4239.9279295284023,0,-294.70033611111114,-666.63823149609414,-2539.4172356454005,-739.1721262757967,-726.79995284177448,0,-270.63814215822555,4750.4546496848288,0,0,17.208113734645288,76.911374843572546,4514.8766109004819,0,-5.6843418860808015E-14,0,-696.38233005228756,0,-696.8321777777777,0,0,0,-727.39829582161781,-294.70033611111114,-65.190484000000012,0,-696.8321777777777,0,0,0,-696.8321777777777,0,0,0,-1018.4024392523066]
[null,null,441,1587600,6,8.8633333333333315,486.81000727403546,123,0,0,12.324444444444442,18.954181797876775,16.918910775599386,13.718849821275732,11.570516453980041,11.390410011323446,11.570516453980041,13.718849821275732,16.918910775599386,18.547135416666666,-6964.1607300097567,0,-239.05766857638892,-584.95083705253069,-4161.5502772173431,-1978.6019471634932,-589.5721210927835,0,-219.53868171971649,7840.9997193038016,0,0,17.832144641331936,-264.47796261927965,8494.3376011335095,0,3.1263880373444408E-13,0,-482.6687155576434,0,-720.19964444444452,0,0,0,-751.79076214716463,-239.05766857638892,-67.376572000000024,0,-720.19964444444452,0,0,0,-720.19964444444452,0,0,0,-1018.4024392523066]
[null,null,447,1609200,6,13.113333333333333,225.82105015757332,123,0,0,12.51932461873638,17.494730565358207,16.611025805073709,15.221574932151604,14.288779052597002,14.210577712828776,14.288779052597002,15.221574932151604,16.611025805073709,18.547135416666666,-1133.0893591755371,0,-133.91172413194442,-82.087417427874655,283.11855032300076,-1200.2087679387189,-330.25763074583875,0,-122.97787206666111,1428.547162356339,0,0,18.548812898042335,0.50509288084637072,1441.3149212420944,0,1.4210854715202004E-14,0,-82.282753065268764,0,459.65548368669153,0,0,0,12.480076416912338,-133.91172413194442,-16.068529958028943,0,-187.16106822076537,0,0,0,11.955649165505861,0,0,0,-1202.0425310652759]
[null,null,452,1627200,6,7.6733333333333338,0,442.8,195,0,3.9674509803921572,7.6733333333333338,7.6733333333333338,7.6733333333333338,7.6733333333333338,7.6733333333333338,7.6733333333333338,7.6733333333333338,7.6733333333333338,18.547135416666666,-3836.2323271956639,0,-267.39284357638888,-602.2159731059055,-1769.4771843925873,-1197.1463261207821,-659.45328962324231,0,-245.56029818925759,4103.3273012069512,0,0,18.550784617520705,1.3486138012121536,3695.9519199538004,0,-5.6843418860808015E-14,0,-602.73752537173198,0,-428.6321793725383,0,0,0,-448.03160646711518,-267.39284357638888,-40.175221190977219,0,-429.45947579738771,0,0,0,-429.20479995779198,0,0,0,-1202.0425310652759]
[null,null,453,1630800,6,6.7633333333333336,0,492,195,0,3.057450980392157,6.7633333333333336,6.7633333333333336,6.7633333333333336,6.7633333333333336,6.7633333333333336,6.7633333333333336,6.7633333333333336,6.7633333333333336,18.547135416666666,-4098.4330183268839,0,-290.09686302083327,-675.43171320904105,-1934.3622121508722,-1198.5422299461377,-715.44671154903006,0,-266.41054126346967,4393.1461459748571,0,0,18.549744233490749,0.96412516452703834,4185.68576902105,0,2.2737367544323206E-13,0,-675.80457137173187,0,-468.57018888888865,0,0,0,-489.12373415006869,-290.09686302083327,-43.835974249999992,0,-468.57018888888865,0,0,0,-468.57018888888865,0,0,0,-1202.0425310652759]
[null,null,504,1814400,7,4.6645161290322577,0,410,0,0,0.95863377609108102,4.6645161290322577,4.6645161290322577,4.6645161290322577,4.6645161290322577,4.6645161290322577,4.6645161290322577,4.6645161290322577,4.6645161290322577,17,-2506.4965274945589,0,-303.2983709677419,-549.17561190930837,-1441.9543421285669,-212.06820248894178,-748.00471769136436,0,-278.5341500505711,2843.0824262976025,0,0,17.757521992155333,279.95296893889201,2137.9449919444714,0,-5.6843418860808015E-14,0,-657.44241530676777,0,-650.86171182795704,0,0,0,-679.4113634490875,-303.2983709677419,-60.889825935483884,0,-650.86171182795704,0,0,0,-650.86171182795704,0,0,0,-1228.4504384650907]
[null,null,509,1832400,7,3.3032258064516129,0,410,0,0,-0.40265654648956373,3.3032258064516129,3.3032258064516129,3.3032258064516129,3.3032258064516129,3.3032258064516129,3.3032258064516129,3.3032258064516129,3.3032258064516129,17,-5017.1026126914076,0,-337.66259139784944,-791.77704711538934,-3023.609287875976,-864.05368630219209,-832.75492231491728,0,-310.0925422012117,5697.6726541907901,0,0,17.141456966070031,52.277423016746333,5509.2717985200443,0,-2.2737367544323206E-13,0,-811.99440541429465,0,-787.2553978494625,0,0,0,-821.78787523599158,-337.66259139784944,-73.649814193548394,0,-787.2553978494625,0,0,0,-787.2553978494625,0,0,0,-1053.8492948225278]
[null,null,515,1854000,7,10.706451612903226,741.30078249450457,123,0,0,19.554227282310773,28.166615501001296,24.696704897980013,19.248382879897605,15.255897194654617,14.815297207202132,15.255897194654617,19.248382879897605,24.696704897980009,18.470983870967743,-4645.2405940794897,0,-191.83040833333334,-151.25006756910523,-2715.7754525583805,-1586.3846656186709,-473.09865190556985,0,-176.16751309443006,5159.099678026434,0,0,18.205217581631668,-98.589630977025465,5901.473356481798,0,3.694822225952521E-13,0,-113.12229119839776,0,-397.28760107913001,0,0,0,-594.02033411363857,-191.83040833333334,-60.430971651832571,0,-654.44319994509317,0,0,0,-569.05891234889543,0,0,0,-1228.4504384650907]
[null,null,520,1872000,7,13.338709677419356,76.964871111921596,147.59999999999997,0,0,10.589553025511279,14.669364655136212,14.404919610648962,13.989698031972507,13.685427064954077,13.651848538988162,13.685427064954077,13.989698031972507,14.404919610648962,18.470983870967743,-749.35732243249413,0,-126.26935994623655,-204.40390412939163,780.66282962760658,-1199.3468879844725,-311.40977328130595,0,-115.95950462191982,1009.4811618741475,0,0,18.492784260573806,8.0163004382764296,1021.2016843159901,0,-2.8421709430404007E-14,0,-207.50406494145747,0,609.23148011850606,0,0,0,131.73722930510203,-126.26935994623655,-8.4234638355203995,0,-113.90364889818743,0,0,0,126.20147850002228,0,0,0,-1228.4504384650907]
[null,null,526,1893600,7,6.8967741935483859,0,410,0,0,3.1908918406072093,6.8967741935483859,6.8967741935483859,6.8967741935483859,6.8967741935483859,6.8967741935483859,6.8967741935483859,6.8967741935483859,6.8967741935483859,17.65859629070745,-4520.7260636600367,0,-284.95174704301076,-668.69699588063065,-2343.1798446347343,-1223.8974761016609,-702.75765221712288,0,-261.6855224602964,0,0,0,18.474377248968334,1.254070846569876,4556.8641256977253,0,-5069.2985008242194,0,-669.18198534977864,0,-567.6931956989248,0,0,0,-592.59471113662289,-284.95174704301076,-53.10919238709679,0,-567.6931956989248,0,0,0,-567.6931956989248,0,0,0,-1228.4504384650907]
[null,null,577,2077200,8,6.0096774193548379,0,410,0,0,2.3037950664136613,6.0096774193548379,6.0096774193548379,6.0096774193548379,6.0096774193548379,6.0096774193548379,6.0096774193548379,6.0096774193548379,6.0096774193548379,17,-2777.295761432616,0,-270.76302150537634,-567.38910762676528,-1737.9846851878101,-201.15894711266458,-667.76493660736026,0,-248.65530210231705,3030.1044125466065,0,0,17.686245106802552,253.6115875956867,2435.0601861365903,0,-1.4210854715202004E-13,0,-665.46885294117635,0,-693.96286451612889,0,0,0,-724.40312188553798,-270.76302150537634,-64.922052193548382,0,-693.96286451612889,0,0,0,-693.96286451612889,0,0,0,-1121.9075765948905]
[null,null,582,2095200,8,5.1193548387096772,15.141173524816264,328,0,0,1.5909445498629555,5.3171179571215115,5.2869790724867771,5.2361364071143255,5.1865284478890503,5.1750593214665574,5.1865284478890503,5.2361364071143255,5.2869790724867771,17,-4629.2272931242105,0,-293.12163172043006,-734.9199553745766,-2862.9908867866479,-738.19481924255615,-722.90649858977292,0,-269.18833850700111,5242.1689886746954,0,0,17.128693856808127,47.553151784711694,4994.0437419501677,0,2.8421709430404007E-13,0,-753.31028627450974,0,-743.3323010752689,0,0,0,-775.93811863800443,-293.12163172043006,-69.540692903225818,0,-743.3323010752689,0,0,0,-743.3323010752689,0,0,0,-910.83874197662226]
[null,null,588,2116800,8,13.890322580645163,736.0200653255871,123,0,0,25.161458992199027,30.579720714892893,28.036274550458149,23.745618681854086,19.559160717462444,18.591271362489788,19.559160717462444,23.745618681854086,28.036274550458145,18.778217741935482,-1600.3941534279691,0,-120.67347862903215,308.53535635096773,-449.77994843627226,-1338.4760827136324,-297.60902119828523,0,-110.82052533397247,1834.5437657305588,0,0,18.617812447419233,-59.651766944129449,2686.6801214048774,0,-1.4210854715202004E-14,0,331.60461026361634,0,262.55547746900334,0,0,0,-61.517602543218302,-120.67347862903215,-23.937388701026663,0,-301.40201927247102,0,0,0,-58.932561703954121,0,0,0,-1121.9075765948905]
[null,null,593,2134800,8,12.374193548387096,13.219536622323171,246,195,0,8.8288108791903852,12.553043769819835,12.525787190160564,12.479806817110635,12.434943070202122,12.424570783312756,12.434943070202122,12.479806817110635,12.525787190160564,18.778217741935482,-345.37443503981251,0,-157.44968830645155,-271.20658604020764,1116.0674616251879,-1032.7856223183412,-388.30775541747522,0,-144.59396853413745,411.53213931636822,0,0,18.854451207680857,28.164881913706985,137.6832397635562,0,0,0,-282.09885035310936,0,533.84679285914706,0,0,0,235.15651285253847,-157.44968830645155,3.3911857191071424,0,-7.4529598961718078,0,0,0,225.27496408906552,0,0,0,-1135.0395321945614]
[null,null,598,2152800,8,7.3516129032258064,0,410,0,0,3.6457305502846298,7.3516129032258064,7.3516129032258064,7.3516129032258064,7.3516129032258064,7.3516129032258064,7.3516129032258064,7.3516129032258064,7.3516129032258064,18.021345471826816,-4190.5446241512491,0,-281.35172056451609,-664.4335156355769,-2142.1066827878094,-1102.652705163347,-693.87914495334917,0,-258.37943706277963,0,0,0,18.792568630852298,5.3035740226413797,4243.9189465449681,0,-4722.8829654780693,0,-666.48457802719781,0,-523.4678967741936,0,0,0,-546.42949647526711,-281.35172056451609,-48.971799290322586,0,-523.4678967741936,0,0,0,-523.4678967741936,0,0,0,-1121.9075765948905]
[null,null,650,2340000,9,7.1266666666666678,0,410,0,0,3.4207843137254912,7.1266666666666678,7.1266666666666678,7.1266666666666678,7.1266666666666678,7.1266666666666678,7.1266666666666678,7.1266666666666678,7.1266666666666678,17.296693749999999,-1625.9439383516858,0,-250.46931760416658,-514.2122911599181,-1062.8846928840912,201.62236329648999,-617.71591653151211,0,-230.01857303098748,1793.2270857271378,0,0,18.02850538354383,270.4513421870476,1257.1157911868117,0,-2.8421709430404007E-14,0,-618.80451036062072,0,-548.98018011290731,0,0,0,-573.06086054671312,-250.46931760416658,-51.358540534246998,0,-548.98018011290731,0,0,0,-548.98018011290731,0,0,0,-780.26377613867749]
[null,null,655,2358000,9,8.0833333333333339,370.6011635635885,393.6,0,0,10.619880174291939,13.032288868448214,12.805993084539086,12.009300175736179,10.712734012891534,10.071973499763731,10.712734012891534,12.009300175736179,12.805993084539086,19.296693749999999,-3868.7968395476546,0,-227.6886092708333,-597.71741981034188,-2545.8618451738407,-497.52896529263876,-561.53336186986303,0,-209.09790269263669,16614.984460646636,0,0,17.451610466921654,57.067803222532262,4355.8355060770127,0,12480.000000000002,0,-619.78737197136877,0,-676.95897999999988,0,0,0,-706.65337235642789,-227.6886092708333,-63.331294049999997,0,-676.95897999999988,0,0,0,-676.95897999999988,0,0,0,-704.71627129411581]
[null,null,656,2361600,9,9.6733333333333356,649.73026980221255,196.8,0,0,17.642886710239654,18.929539609020324,18.506290614294301,17.016207737224029,14.591194263530051,13.39275725177211,14.591194263530051,17.016207737224029,18.506290614294301,19.296693749999999,-8056.1783365224001,0,-237.86905927083325,-498.71318526891162,-4891.9985756523092,-2427.5975163303465,-586.6407325554477,0,-218.44712200705206,9038.9759783204245,0,0,18.013486843210771,-474.55150494025963,9944.8371266460636,0,-2.5579538487363607E-13,0,-315.18887873244353,0,-669.8462234511311,0,0,0,-699.24811577910964,-237.86905927083325,-62.669838886535487,0,-669.90027200306895,0,0,0,-669.86490087248796,0,0,0,-704.71627129411581]
[null,null,661,2379600,9,17.146666666666668,730.56327915592146,123,0,0,33.148681917211334,32.770954247783344,32.056518569163259,29.541289035850415,25.4479157063688,23.424978450881756,25.4479157063688,29.541289035850415,32.056518569163259,19.541724387572017,119.52211708842424,0,-59.122437442213574,611.39254840213755,883.51387278125389,-1316.2618666527537,-145.80975818327707,0,-54.295108177935028,0,0,0,19.255999606613397,-103.0566388996279,130.71788521890721,0,49.042248520533114,0,651.24786018839848,0,560.98081376815537,0,0,0,387.548595568976,-59.122437442213574,12.237603835755682,0,11.97815868119676,0,0,0,371.26335516089188,0,0,0,-942.10996008785469]
[null,null,666,2397600,9,13.733333333333331,0.34236059757060844,246,195,0,10.03126361655773,13.736355965431978,13.736217752652458,13.735731163201041,13.734939270351322,13.734547918422459,13.734939270351322,13.735731163201041,13.736217752652458,19.773913140489665,-39.887683352530757,0,-148.5803750150711,-337.85134120568949,1256.3964953157204,-809.85246244749055,-366.43395450167372,0,-136.44883200978194,0,0,0,19.954683023743126,64.415584472430211,0,0,-40.348200533527645,0,-362.7629163400519,0,377.37190734691188,0,0,0,273.76795548351851,-148.5803750150711,10.886965192552289,0,44.273429985272386,0,0,0,262.26390922440811,0,0,0,-1043.7162290149745]
[null,null,672,2419200,10,9.3870967741935463,0,410,0,0,5.6812144212523696,9.3870967741935463,9.3870967741935463,9.3870967741935463,9.3870967741935463,9.3870967741935463,9.3870967741935463,9.3870967741935463,9.3870967741935463,18.004162737986924,139.57675669443802,0,-227.12623870371505,-415.90311326474279,-205.02186644236372,987.62797510525957,-560.14642452511896,0,-129.32049869834455,2908.1251854122029,0,0,18.715537430123277,453.71887679017334,48.468753090203386,0,3221.9538956733504,0,-591.37077348405717,0,-539.56449111111101,0,0,0,-563.23215809537896,-227.12623870371505,-50.477678049999994,0,-539.56449111111101,0,0,0,-539.56449111111101,0,0,0,-659.61944736177338]
[null,null,723,2602800,10,8.4290322580645167,0,410,0,0,4.7231499051233401,8.4290322580645167,8.4290322580645167,8.4290322580645167,8.4290322580645167,8.4290322580645167,8.4290322580645167,8.4290322580645167,8.4290322580645167,18.143002264962035,-13.826364253366819,0,-239.37615719614965,-89.359218721161767,-480.46565573397493,795.37466739791955,-673.89343153560367,0,-136.29532282037059,0,0,0,19.165271664036702,375.51388192310566,0,0,-38.501236686235416,0,-234.58249597834973,0,-521.67781109411919,0,0,0,-544.5608897797307,-239.37615719614965,-48.804332064199841,0,-521.67781109411919,0,0,0,-521.67781109411919,0,0,0,-567.9458946083347]
[null,null,729,2624400,10,15.025806451612901,1314.9189767502746,123,0,0,33.13828800337339,26.997130481100058,28.701994528119698,28.386576639664575,24.926793033671473,21.658189326960201,24.926793033671473,28.386576639664575,28.701994528119698,19.903576612903223,-4247.5368833665225,0,-121.19652909946234,-19.179174152064945,-2726.4916406362577,-1380.6695394787378,-341.19331616689118,0,-69.006538712141037,4598.2039978070143,0,0,19.198659602794265,-261.17041560074466,5571.4179166281347,0,2.2737367544323206E-13,0,81.823812693381456,0,-370.6790272841078,0,0,0,-373.02429467460024,-121.19652909946234,-36.536119550999089,0,-421.89813375574988,0,0,0,-357.34938219578396,0,0,0,-432.47823439903698]
[null,null,734,2642400,10,21.28709677419355,826.46952642569283,123,0,0,39.746036263967952,33.448515728152046,35.180451634679784,34.860025165758941,31.345302999782966,28.024796514964315,31.345302999782966,34.860025165758941,35.180451634679784,21.208918763254584,49.959705446598946,0,1.9338363691473348,261.29291973011971,1446.3105285420195,-1659.5775791946876,29.921104929052206,0,1.1010823103770206,0,0,0,20.442702519132844,-280.77863836080576,0,0,47.334123404599154,0,369.87903600828349,0,694.44705683814482,0,0,0,817.70506967015888,1.9338363691473348,52.575303696754226,0,352.86031673304586,0,0,0,783.34415649761297,0,0,0,-640.19771209355849]
[null,null,739,2660400,10,13.877419354838709,0,368.99999999999994,195,0,10.171537001897534,13.877419354838709,13.877419354838709,13.877419354838709,13.877419354838709,13.877419354838709,13.877419354838709,13.877419354838709,13.877419354838709,21.164815660929431,-55.434436686241384,0,-179.09935035140015,-142.25373736272337,868.33371297847498,-602.41506195059287,-504.20174343096079,0,-101.97508414783501,0,0,0,21.331599852724448,59.246423862801649,0,0,-40.369450013331907,0,-165.16623208878082,0,162.8156777788171,0,0,0,207.68107917862227,-179.09935035140015,10.194227118007289,0,23.954016032225844,0,0,0,198.9540799292281,0,0,0,-817.51195121562205]
[]
[null,null,796,2865600,11,9.5367333333333342,0,410,0,0,5.8308509803921575,9.5367333333333342,9.5367333333333342,9.5367333333333342,9.5367333333333342,9.5367333333333342,9.5367333333333342,9.5367333333333342,9.5367333333333342,20.013078787553891,50.067486680336515,0,-258.22697498805252,-105.342338899629,-462.31060467644033,875.94740524445842,-726.96238559450103,0,-147.02854841171498,0,0,0,21.034571637764195,375.21460165750591,0,0,-38.708845668373584,0,-250.44987486713089,0,-516.96657595574038,0,0,0,-539.64299918834001,-258.22697498805252,-48.363583619017305,0,-516.96657595574038,0,0,0,-516.96657595574038,0,0,0,-486.28660587902863]
[null,null,801,2883600,11,17.653133333333336,1508.6092569587977,123,0,0,39.137338126361655,27.378840585625458,30.994740593774338,32.766730368255658,29.941550198458479,25.88940444480869,29.941550198458479,32.766730368255658,30.994740593774331,20.582283333333333,-1647.5646091262188,0,-73.223359083333236,164.34464677569787,-1312.4969687584778,-426.18892806010564,-206.13891249326508,0,-41.691710156734636,1577.3389637286966,0,0,20.498710826596859,-31.640920273355579,2466.5507075457881,0,7.1054273576010019E-15,0,176.5812067505193,0,-319.47780522357465,0,0,0,-246.67233341396022,-73.223359083333236,-26.187081707992448,0,-342.46969853165069,0,0,0,-236.30687654584347,0,0,0,-311.31509972504728]
[null,null,807,2905200,11,23.520699999999994,679.17495346057308,123,0,0,40.129305664488015,31.363974312344915,34.280008582576315,35.709025672994258,33.430665603263172,30.162821951893893,33.430665603263172,35.709025672994258,34.280008582576315,23.465252362238399,146.46774549054453,0,1.7030600897579347,249.66587059173835,1833.2674876058127,-1938.1686727967644,26.35044022292141,0,0.96968356178365733,0,0,0,22.447127027119066,-375.18053928890424,0,0,24.067811365185552,0,394.76023354743535,0,694.59700151262325,0,0,0,1091.3977724288707,1.7030600897579347,80.597323613684452,0,597.58291775725843,0,0,0,1045.5359752037837,0,0,0,-576.05832668205778]
[null,null,812,2923200,11,16.139033333333334,0,442.8,195,0,12.433150980392156,16.139033333333334,16.139033333333334,16.139033333333334,16.139033333333334,16.139033333333334,16.139033333333334,16.139033333333334,16.139033333333334,23.004072176108867,-184.68244716538658,0,-168.72433633444663,-132.78807859568798,554.66620113437284,-437.83623336962484,-474.99393142491505,0,-96.06778786039466,0,0,0,23.230809828040382,81.566810402600808,0,0,-37.607356048095426,0,-164.33258358553806,0,9.3511299936098631,0,0,0,97.045576092321895,-168.72433633444663,4.5955564329384968,0,-13.763931815698534,0,0,0,92.967608696041637,0,0,0,-733.96832102944188]
[null,null,813,2926800,11,15.036933333333332,0,492,195,0,11.331050980392156,15.036933333333332,15.036933333333332,15.036933333333332,15.036933333333332,15.036933333333332,15.036933333333332,15.036933333333332,15.036933333333332,22.579975922142239,-299.58889764518221,0,-185.68218654959753,-112.88881758722411,43.491156092022379,-44.509049600382923,-522.7337899254868,0,-105.72320089937823,0,0,0,23.106222289105972,191.49879762794592,0,0,-50.367090842101376,0,-186.94755235334927,0,-203.26468596479259,0,0,0,-195.59144041130432,-185.68218654959753,-18.308780255444418,0,-207.65795569123344,0,0,0,-187.37246177151556,0,0,0,-739.75431475176185]
[null,null,864,3110400,12,14.779939516774194,0,410,0,0,11.074057163833018,14.779939516774194,14.779939516774194,14.779939516774194,14.779939516774194,14.779939516774194,14.779939516774194,14.779939516774194,14.779939516774194,22.985047793357065,55.763472066561008,0,-201.80773390663359,-79.51386821690069,-157.82234633711641,494.90742052721168,-610.70256048918361,0,-114.90471967896768,0,0,0,23.78631269147473,298.40241295377876,0,0,38.558604852188481,0,-194.91566409371532,0,-360.41645478099485,0,0,0,-376.22590252623291,-201.80773390663359,-33.717907809116767,0,-360.41645478099485,0,0,0,-360.41645478099485,0,0,0,-588.45637750002777]
[null,null,869,3128400,12,11.626552419903227,151.65461226964896,410,0,0,9.7190044544804977,12.21309558050052,12.50109205977544,12.694343258197843,12.480882858744879,12.184516351691018,12.480884376447948,12.694343258197843,12.50109205977544,21.481518639803294,27.556452907133234,0,-242.97576453911779,-113.54103933690868,-445.01730180418872,829.09055858734837,-684.02707129716885,0,-138.34485712062425,0,0,0,22.388314099161288,333.31914943088782,0,0,-29.12586267399271,0,-242.44625851291764,0,-467.54021539162022,0,0,0,-488.04858149416839,-242.97576453911779,-43.739617518873949,0,-467.54021539162022,0,0,0,-467.54021539162022,0,0,0,-381.04007041191932]
[null,null,875,3150000,12,23.811068549032264,1893.7724463116929,123,0,0,53.661426971971331,34.755742497912436,40.129648078670769,43.735642486328217,39.752552016683424,34.222464877367145,39.752580336449739,43.735642486328217,40.129648078670769,22.766547628824998,-481.34999328907111,0,25.249309033698111,383.88303870745955,219.30803160061078,-1109.7903726308396,390.66760613073779,0,14.376380530326845,0,0,0,22.111738600217222,-237.44496379935916,0,0,92.8545020453371,0,475.71063143069824,0,152.87622031887878,0,0,0,491.61691985312302,25.249309033698111,30.860317662262624,0,133.98667599408856,0,0,0,470.95860804390111,0,0,0,-247.73542053512935]
[null,null,880,3168000,12,25.423004032903233,616.48099732222363,147.59999999999997,0,0,37.536856025313099,30.582754659446014,33.116225534577623,34.816233409743603,32.938447589689176,30.331346572774656,32.938460940743091,34.816233409743603,33.116225534577623,25.383734251442913,140.42890399530506,0,1.5165033222654527,196.30662527707287,1907.5454105109691,-1964.9396351150021,23.144046386389686,0,0.86346239444794226,0,0,0,24.332080166814031,-387.98951846037352,0,0,16.465789178716427,0,346.35463182131963,0,656.20374394455428,0,0,0,1159.7471027184715,1.5165033222654527,85.065502339875579,0,629.19456809627047,0,0,0,1111.0131875494051,0,0,0,-556.32569612819589]
[null,null,885,3186000,12,17.682036290967741,0,492,195,0,13.976153938026563,17.682036290967741,17.682036290967741,17.682036290967741,17.682036290967741,17.682036290967741,17.682036290967741,17.682036290967741,17.682036290967741,24.520623500299735,-296.32189738152334,0,-168.2233373818971,-117.57859963524729,147.61398548798331,-158.13394585236227,-473.5835156705478,0,-95.782530486518226,0,0,0,24.900296342501722,137.84604306712941,0,0,-41.661900471459994,0,-170.88809122747344,0,-125.61154123812089,0,0,0,-104.78824160244925,-168.2233373818971,-10.438073481276804,0,-127.10964181787614,0,0,0,-100.38491844259906,0,0,0,-658.59039753448542]
[null,null,73,262800,1,14.883870967741936,0,410,0,0,11.177988614800761,14.883870967741936,14.883870967741936,14.883870967741936,14.883870967741936,14.883870967741936,14.883870967741936,14.883870967741936,14.883870967741936,23.586551548589348,34.244411950120309,0,-214.22521945662191,-43.562771918781991,-218.22318424214654,510.25558756767077,-603.08833574763742,0,-121.97495266071832,0,0,0,24.281718587654161,255.40359312831725,0,0,-25.415283329918168,0,-142.33554332048135,0,-328.5768860494702,0,0,0,-342.98971055119449,-214.22521945662191,-30.73923236594386,0,-328.5768860494702,0,0,0,-328.5768860494702,0,0,0,-416.99900110134354]
[null,null,78,280800,1,12.870967741935482,551.73896641772626,328,0,0,17.242462576428416,15.713312695127128,16.967675949052278,17.695468387033717,16.877819403833112,15.586236350210193,16.877819403833112,17.695468387033717,16.967675949052278,21.893681849591943,-33.3014671671325,0,-222.95209407973528,-88.092930384479587,-681.97994333004749,959.72350062712985,-627.65629420781033,0,-126.94383597767913,0,0,0,22.843157410414584,348.96693855555395,0,0,-27.884747892589221,0,-223.04965212245969,0,-541.71274128537391,0,0,0,-565.47463995197268,-222.95209407973528,-50.678652507092238,0,-541.71274128537391,0,0,0,-541.71274128537391,0,0,0,-307.2171524232956]
[null,null,84,302400,1,26.877419354838707,969.73087067362633,123,0,0,56.430761121652964,38.580994120534001,43.745931651838632,46.742673198728951,43.375940390229545,38.057747460406901,43.375940390229545,46.742673198728951,43.745931651838632,24.215909062004584,-48.37148284040768,0,65.300984871338855,446.75386979071561,985.86780252158951,-1546.2941400240516,183.83578921580633,0,37.180891020128819,0,0,0,23.212988200107233,-366.57606634123283,0,0,77.05192728129137,0,588.52060673660367,0,454.03700353940314,0,0,0,856.32392575562642,65.300984871338855,62.609006910895005,0,430.55324190515893,0,0,0,820.34020356550752,0,0,0,-215.42273196061285]
[null,null,89,320400,1,25.28387096774194,389.0320777426532,246,0,0,29.410742146320896,28.040135402754981,29.256510220842728,29.962261438909053,29.169374984297065,27.916907569471512,29.169374984297065,29.962261438909053,29.256510220842728,26.511130431041092,511.2166022486083,0,-29.486418206684309,96.911777749043864,2263.1449999822962,-1819.3537572760476,-456.22588716393028,0,-16.788893828733976,0,0,0,25.591030485440974,-340.16073868835588,0,0,1.2209800568956126,0,228.46285919924841,0,725.77286480441592,0,0,0,1157.9143828276494,-29.486418206684309,88.974931828050117,0,701.18759962321769,0,0,0,1109.2574806689872,0,0,0,-584.38442121290291]
[null,null,94,338400,1,17.738709677419351,0,410,0,0,14.032827324478173,17.738709677419351,17.738709677419351,17.738709677419351,17.738709677419351,17.738709677419351,17.738709677419351,17.738709677419351,17.738709677419351,24.285107311485714,1651.0850169620471,0,-161.21949122394281,-0.70700498346531049,841.10482171708077,971.9066914523745,-2494.4537141200512,0,-91.794700268739334,0,0,0,25.515662482617429,450.62814222198421,0,0,-69.918588538092465,0,-174.97937889052449,0,-283.52125206837798,0,0,0,-295.66040755058361,-161.21949122394281,-26.508504113932872,0,-283.53951301421671,0,0,0,-283.23641512443527,0,0,0,-664.11967583838498]
[null,null,146,525600,2,13.085968750000001,0,410,0,0,9.3800863970588253,13.085968750000001,13.085968750000001,13.085968750000001,13.085968750000001,13.085968750000001,13.085968750000001,13.085968750000001,13.085968750000001,22.757376362766802,67.538567508943515,0,-238.15304401769004,-111.82869004789795,-247.71314020355271,665.23344177808417,-670.45011476319371,0,-135.59891008045264,0,0,0,23.561594986862275,295.23992163296538,0,0,-33.270535701737458,0,-226.00744897184708,0,-378.72730637947387,0,0,0,-395.33994845082248,-238.15304401769004,-35.430936162606052,0,-378.72730637947387,0,0,0,-378.72730637947387,0,0,0,-406.64878485490755]
[null,null,151,543600,2,14.29500446428572,788.09388073281593,393.6,0,0,23.625886817226895,20.500972527833156,22.003664409647136,22.255468560564669,20.250035864586387,18.020967256043647,20.250035864586387,22.255468560564669,22.003664409647136,21.275615585165149,-237.43665181625636,0,-172.89442987998873,-1.6741162683247097,-873.35757789581271,810.48947222786967,-486.733607932994,0,-98.442143989418312,0,0,0,22.100335550390458,303.86445151823216,0,0,-8.9389688413583759,0,-119.1882578639522,0,-539.25789340547453,0,0,0,-562.91211166857079,-172.89442987998873,-50.448995027801637,0,-539.25789340547453,0,0,0,-539.25789340547453,0,0,0,-292.70451009842907]
[null,null,152,547200,2,16.616075892857143,1140.2600187659646,196.8,0,0,32.06174582749766,25.732902386662197,27.94041957332275,28.310330396393084,25.364265939241058,22.089670978587137,25.364265939241058,28.310330396393084,27.940419573322746,21.206390690719044,-251.29968133311229,0,-114.12070816779919,140.83154802157082,-976.88734289520562,698.8768217083217,-321.27341560360054,0,-64.977727700232634,0,0,0,21.921021139335441,263.2936041101301,0,0,-4.0186330570035409,0,39.007455996234192,0,-521.00327836592305,0,0,0,-540.086110030295,-114.12070816779919,-48.789560437119128,0,-526.1091911978823,0,0,0,-517.3910667674046,0,0,0,-257.02281771320577]
[null,null,157,565200,2,27.320718749999997,922.42949433300976,123,0,0,52.948986723856216,41.284827499869699,44.666049033775252,45.232635988634811,40.7201924874065,35.704543656816348,40.7201924874065,45.232635988634811,44.666049033775252,24.081857292573055,-49.051116749667244,0,79.711695403504493,377.04285644662644,1274.7356956740261,-1780.5413642738242,224.40492227039766,0,45.386020833634007,0,0,0,22.959223930073932,-411.13908091523263,0,0,71.084934662411968,0,536.04354220887615,0,721.83943457111241,0,0,0,965.50756214375895,79.711695403504493,64.812476352548885,0,434.75978876295,0,0,0,924.93581721909982,0,0,0,-287.88186528127613]
[null,null,162,583200,2,22.439540178571427,37.0483075228194,246,195,0,19.163804884453778,22.644305622292535,22.693886826514824,22.702195085301444,22.636025986195559,22.562478037182728,22.636025986195559,22.702195085301444,22.693886826514824,25.335121825369676,795.32211918387566,0,-70.723177280555674,-33.167776594105234,2013.8416383453296,-1114.628565286793,-1094.2578400573277,0,-40.268163676957393,0,0,0,24.972431802856111,-135.89870298535257,0,0,-31.07537541139434,0,19.388616052319978,0,612.68326074825529,0,0,0,785.33498830402675,-70.723177280555674,55.44955040731287,0,415.28451174078873,0,0,0,752.3343034050547,0,0,0,-621.24202207545432]
[null,null,168,604800,3,12.948387096774194,0,410,0,0,9.2425047438330168,12.948387096774194,12.948387096774194,12.948387096774194,12.948387096774194,12.948387096774194,12.948387096774194,12.948387096774194,12.948387096774194,23.222266558630707,-116.16837204887986,0,-205.31677111298634,-82.63215513301202,-72.0320740392674,243.81262823638588,-621.32146971177508,0,-116.90268540968428,0,0,0,24.005411145516934,279.66624325925989,0,0,-164.72628391107935,0,-190.78807250235243,0,-319.44637321531275,0,0,0,-333.45869334598507,-205.31677111298634,-29.885048862643075,0,-319.44637321531275,0,0,0,-319.44637321531275,0,0,0,-771.52863686354453]
[null,null,219,788400,3,10.209677419354842,0,410,0,0,6.503795066413665,10.209677419354842,10.209677419354842,10.209677419354842,10.209677419354842,10.209677419354842,10.209677419354842,10.209677419354842,10.209677419354842,20.595859409280873,76.737077338923882,0,-255.82970394061314,-107.61952403809119,-359.01731940290256,799.2036247205308,-720.21357137924019,0,-145.66359696823875,0,0,0,21.53647764762847,345.63440176446392,0,0,-33.505689244091144,0,-241.28744677907082,0,-460.05464102884457,0,0,0,-480.23465698210981,-255.82970394061314,-43.039322338356385,0,-460.05464102884457,0,0,0,-460.05464102884457,0,0,0,-455.63809897029836]
[null,null,224,806400,3,15.351612903225806,901.50124039716468,196.8,0,0,26.929359055450131,25.982702936575286,26.263320629873498,24.946141683892897,21.743730765008454,19.591037653319166,21.743730765008454,24.946141683892897,26.263320629873494,19.297726809038352,-286.12860594285871,0,-98.455495948741643,78.847955379242677,-1003.9896230139134,737.46855764055363,-277.17260062818173,0,-56.058313246200257,0,0,0,20.056747958875096,279.75372358293038,0,0,-5.1140531234012627,0,-29.341793440572719,0,-544.62334540733332,0,0,0,-568.59763899776533,-98.455495948741643,-50.981998433637862,0,-545.12381368882234,0,0,0,-544.70450829772233,0,0,0,-278.19030883118262]
[null,null,230,828000,3,25.980645161290322,816.29810351077265,123,0,0,42.665601939700615,40.164243420543862,40.538632934102161,38.781302599514667,34.508767065339235,31.636725329648712,34.508767065339235,38.781302599514667,40.538632934102161,22.809431324784562,-51.778659953552733,0,78.044781725552482,223.82404542003587,1657.1883781300796,-2010.8358652292206,236.17602313826711,0,44.436918214094518,0,0,0,21.589964428245558,-449.6080591915956,0,0,24.891925977615912,0,397.70192046066484,0,1083.3951834896127,0,0,0,1031.7561993748973,78.044781725552482,65.011501741433563,0,497.63769398143324,0,0,0,988.40061005923212,0,0,0,-378.51295668454048]
[null,null,235,846000,3,18.319354838709675,0,368.99999999999994,195,0,14.613472485768497,18.319354838709675,18.319354838709675,18.319354838709675,18.319354838709675,18.319354838709675,18.319354838709675,18.319354838709675,18.319354838709675,23.274200768239261,-128.52139987799774,0,-121.3896206566246,-139.89831965576599,993.91184673918087,-861.14530630478805,-341.73690886877415,0,-69.116480639631135,0,0,0,23.129327376843602,-55.488997942215086,0,0,-32.907823627886323,0,-118.43894219782173,0,360.84834786820397,0,0,0,346.16949366218199,-121.3896206566246,22.577315445221039,0,180.63872211321959,0,0,0,331.62305099489066,0,0,0,-659.68992608735221]
[]
[null,null,292,1051200,4,6.8433333333333328,0,410,0,0,3.1374509803921562,6.8433333333333328,6.8433333333333328,6.8433333333333328,6.8433333333333328,6.8433333333333328,6.8433333333333328,6.8433333333333328,6.8433333333333328,16.652883341841491,48.661008650738609,0,-241.63185107891758,-105.82483938455627,-396.43596707432357,792.553666188536,-680.24367672692722,0,-137.57966345620036,0,0,0,17.539784677533163,325.79048743143687,0,0,-33.371844100952103,0,-231.81848319263835,0,-447.66739562744436,0,0,0,-467.3040526239165,-241.63185107891758,-41.88046293304118,0,-447.66739562744436,0,0,0,-447.66739562744436,0,0,0,-390.24380629549972]
[null,null,297,1069200,4,15.316666666666668,869.87115681016417,123,0,0,25.895206971677556,29.43123174234708,27.740224652789664,24.559593087479954,20.914178177042846,19.777744238956863,20.914178177042846,24.559593087479954,27.740224652789657,15.75925864676902,-394.65599360547242,0,-12.001379684984414,121.45078874590311,-979.10038098081316,474.99497831442204,-33.786368006771227,0,-6.8333117951861713,0,0,0,16.279803048858394,192.61633509622396,0,0,11.429835447757318,0,46.959866352599192,0,-438.63582564970073,0,0,0,-464.0964320085252,-12.001379684984414,-42.010131644894848,0,-450.44347397096152,0,0,0,-444.59456294176528,0,0,0,-224.30755843904331]
[null,null,303,1090800,4,21.320000000000007,484.61142586119627,123,0,0,26.359542483660135,29.961432063896801,28.926138180902406,26.978843918235615,24.746992980969654,24.051228243025484,24.746992980969654,26.978843918235615,28.926138180902406,19.289847975976198,-531.23471516714176,0,50.227226427607491,69.825931115804309,1337.0057944141331,-1988.2936671246866,777.13613013615236,0,28.598236852440898,0,0,0,18.095109400340888,-439.96360494536287,0,0,30.626525261288414,0,239.97398598088589,0,1148.0708879934396,0,0,0,837.81801129122914,50.227226427607491,50.902667920815304,0,463.5201691376422,0,0,0,802.61192903961057,0,0,0,-390.9853969626962]
[null,null,308,1108800,4,14.04666666666667,0,442.8,195,0,10.340784313725493,14.04666666666667,14.04666666666667,14.04666666666667,14.04666666666667,14.04666666666667,14.04666666666667,14.04666666666667,14.04666666666667,18.742415792967627,-355.11358464575471,0,-115.62257361458774,-112.02139980099666,167.81931272823275,-295.28892395840302,-325.50147771093799,0,-65.832855622330044,0,0,0,18.959610135894181,78.403148110755097,0,0,-31.474769868267604,0,-142.34241498587889,0,-35.51865106304777,0,0,0,-45.937705408474478,-115.62257361458774,-4.7112531711523413,0,-52.339592371727313,0,0,0,-44.007349873900985,0,0,0,-579.93518895933823]
[]
[null,null,360,1296000,5,7.9258064516129032,0,410,0,0,4.2199240986717266,7.9258064516129032,7.9258064516129032,7.9258064516129032,7.9258064516129032,7.9258064516129032,7.9258064516129032,7.9258064516129032,7.9258064516129032,13.726192776414676,-175.34436338495658,0,-142.73429875051647,-326.28765714452754,-78.007188784653863,371.6847812947413,-352.0161631633369,0,-131.08008611680867,0,0,0,14.338696307526176,224.96925325541898,0,0,-23.471359409683178,0,-413.2904919599506,0,-261.81839251644902,0,0,0,-273.30289645716448,-142.73429875051647,-24.493799615683592,0,-261.81839251644902,0,0,0,-261.81839251644902,0,0,0,-445.07652513576096]
[null,null,365,1314000,5,5.6903225806451623,0,410,0,0,1.9844402277039856,5.6903225806451623,5.6903225806451623,5.6903225806451623,5.6903225806451623,5.6903225806451623,5.6903225806451623,5.6903225806451623,5.6903225806451623,12.302135208244676,-186.18252085669531,0,-163.12125796207042,-379.44022805346049,-445.73306396283169,802.11202912166732,-402.29517264488032,0,-149.80245623039491,0,0,0,13.116384511908244,299.19476695286329,0,0,-29.085382779107249,0,-495.14845266709199,0,-430.85925588974771,0,0,0,-449.75863409843731,-163.12125796207042,-40.308017228632977,0,-430.85925588974771,0,0,0,-430.85925588974771,0,0,0,-284.12844684303633]
[null,null,371,1335600,5,14.645161290322582,887.6015845066147,123,0,0,25.658022348724437,33.507884187442926,30.027541722909511,24.509460254079194,20.121923209314435,19.499224141822744,20.121923209314435,24.509460254079194,30.027541722909511,12.639244086827969,-235.87470148564711,0,49.06923962665882,413.73243920455775,-149.39098528414223,-549.28539503272145,121.01622114604957,0,45.062750945315344,0,0,0,12.305751458109484,-119.76190159171472,0,0,66.364268306393711,0,460.0482125406366,0,290.70821513500385,0,0,0,75.408805533954961,49.06923962665882,-3.2072413230983887,0,-49.400943436350801,0,0,0,72.240040271874804,0,0,0,-114.48425759198108]
[null,null,376,1353600,5,15.854838709677418,140.31262555272846,147.59999999999997,0,0,14.122549019607842,18.384085294874868,17.917416493040186,17.177513310026715,16.589201476765741,16.505705605111949,16.589201476765741,17.177513310026715,17.917416493040186,14.926066144092383,88.88370099004419,0,23.312100576940431,104.0812304102915,1509.3620739719599,-1547.8717039691476,57.493092215459455,0,21.4086745648302,0,0,0,14.044144269149943,-325.33722865444724,0,0,11.171505875151048,0,229.89958449352261,0,1149.0579477195615,0,0,0,699.541921911955,23.312100576940431,40.848268980888577,0,403.49298424354811,0,0,0,670.14636093167576,0,0,0,-366.71980849391684]
[null,null,381,1371600,5,10.232258064516129,0,492,195,0,6.5263757115749526,10.232258064516129,10.232258064516129,10.232258064516129,10.232258064516129,10.232258064516129,10.232258064516129,10.232258064516129,10.232258064516129,14.227972616498626,-461.28376647105136,0,-98.482461361441182,-319.1595108798154,106.85167053558399,-150.4934647653788,-242.88078262065699,0,-90.441397962914522,0,0,0,14.481206268160784,92.65185767785907,0,0,-15.774089376763852,0,-354.9909596322226,0,-74.222000413118167,0,0,0,-77.495359815538833,-98.482461361441182,-6.9460174452983798,0,-74.248333079349152,0,0,0,-74.238915128249502,0,0,0,-486.87033060430343]
[null,null,433,1558800,6,5.54,0,410,0,0,1.8341176470588234,5.54,5.54,5.54,5.54,5.54,5.54,5.54,5.54,10.283545365673389,-258.17459997580198,0,-117.04361277266011,-320.21179102404096,-317.91263458063145,496.99343840153057,-288.65692304988511,0,-107.48703693482209,0,0,0,10.88716297197262,221.73809741901567,0,0,-22.580462541493503,0,-405.96503411335237,0,-316.31313204925783,0,0,0,-330.18801446910737,-117.04361277266011,-29.591925906187154,0,-316.31313204925783,0,0,0,-316.31313204925783,0,0,0,-308.03700692669912]
[null,null,438,1576800,6,5.173333333333332,0,328,0,0,1.4674509803921554,5.173333333333332,5.173333333333332,5.173333333333332,5.173333333333332,5.173333333333332,5.173333333333332,5.173333333333332,5.173333333333332,9.4379025907013734,-176.31193366235652,0,-105.64516645108061,-355.78094392780434,-220.16276389776419,505.2769406142927,-260.54568857246664,0,-97.01927033275264,0,0,0,9.9513109776058979,188.80732812861504,0,0,-15.702897772294095,0,-428.79880100565634,0,-257.12244407308043,0,0,0,-268.40096310232764,-105.64516645108061,-24.054481281047398,0,-257.12244407308043,0,0,0,-257.12244407308043,0,0,0,-180.19681970839963]
[null,null,444,1598400,6,11.92,551.74833904479249,123,0,0,18.292058823529413,26.109349795897273,23.247432627482642,18.747634180539499,15.726733239070885,15.473474722274323,15.726733239070885,18.747634180539499,23.247432627482642,10.356324280277935,-90.318972438689912,0,38.596405178340348,302.4335157290696,388.28665027937564,-819.63554362547552,95.187762028555554,0,35.4450202849915,0,0,0,9.811042285577896,-198.98595822294399,0,0,47.432527710933364,0,379.38777593725854,0,585.20386033422812,0,0,0,281.09695410467276,38.596405178340348,13.064316763669185,0,128.77842902512901,0,0,0,269.28493484331011,0,0,0,-97.207794732273143]
[null,null,449,1616400,6,11.453333333333337,0,246,195,0,7.7474509803921601,11.453333333333337,11.453333333333337,11.453333333333337,11.453333333333337,11.453333333333337,11.453333333333337,11.453333333333337,11.453333333333337,11.684016456256012,-213.19994611830839,0,-5.0233810243151522,-147.26252542916075,1004.2331316345209,-1065.1471712993534,-12.388832465403025,0,-4.6132234720660659,0,0,0,11.135376602721177,-202.34532001008304,0,0,6.9705061696195418,0,-69.009092136550919,0,745.25578855868923,0,0,0,439.16126144423254,-5.0233810243151522,26.898978551919623,0,276.36260462315374,0,0,0,420.70719709641344,0,0,0,-330.52310365444487]
[null,null,454,1634400,6,5.7966666666666669,0,410,0,0,2.0907843137254902,5.7966666666666669,5.7966666666666669,5.7966666666666669,5.7966666666666669,5.7966666666666669,5.7966666666666669,5.7966666666666669,5.7966666666666669,10.778605855864305,-177.16014702222725,0,-122.54607776550284,-316.86740112642951,99.829635444972951,162.42369642473216,-302.22728862898572,0,-112.54022731324149,0,0,0,11.169193247106127,142.27190510994029,0,0,-35.039091187847546,0,-371.88851570114986,0,-129.52359646438711,0,0,0,-135.20506994573333,-122.54607776550284,-12.117273300813062,0,-129.52359646438711,0,0,0,-129.52359646438711,0,0,0,-354.10105264407082]
[null,null,506,1821600,7,4.0516129032258066,0,410,0,0,0.34573055028462996,4.0516129032258066,4.0516129032258066,4.0516129032258066,4.0516129032258066,4.0516129032258066,4.0516129032258066,4.0516129032258066,4.0516129032258066,9.8172235962765786,-149.66500551834775,0,-142.19747178829712,-370.24574763189514,-88.549776648296074,451.32799055014056,-350.69222232236643,0,-130.58709091485983,0,0,0,10.36492733270458,201.24496980972413,0,0,-19.699348945849888,0,-448.07364016577628,0,-238.7445365540062,0,0,0,-249.21691989012538,-142.19747178829712,-22.335179669723484,0,-238.7445365540062,0,0,0,-238.7445365540062,0,0,0,-279.30120466588613]
[null,null,511,1839600,7,5.2064516129032254,96.393745759283405,393.6,0,0,2.6775669407547964,6.8434702704106574,6.5181406553260732,6.0073204331980783,5.6329955644017833,5.5916860781575615,5.6329955644017833,6.0073204331980783,6.5181406553260723,8.7210822918297097,-335.58066160478563,0,-87.112276598455693,-308.62911447465672,-573.40830300734513,633.56903247567186,-214.8392477564945,0,-79.999585371666043,0,0,0,9.2960580577198115,211.73448931454959,0,0,-11.959350131290462,0,-390.51364105770432,0,-367.26180300996339,0,0,0,-383.37151777599996,-87.112276598455693,-34.358308150011062,0,-367.26180300996339,0,0,0,-367.26180300996339,0,0,0,-135.14284973252984]
[null,null,516,1857600,7,11.903225806451614,524.50747936841628,123,0,0,19.236401012017712,27.256818663493888,24.205553223457628,19.414571961436472,15.903780190428217,15.516338648440476,15.903780190428217,19.414571961436472,24.205553223457624,9.8675991747728169,-89.281198227872665,0,49.933702722645414,388.45624261302316,333.51350562484311,-861.18464918838436,123.14818931984772,0,45.856630889089651,0,0,0,9.2647004865932292,-219.36934038624457,0,0,62.572386757897796,0,473.29341128835199,0,605.85049780666952,0,0,0,293.71014764152716,49.933702722645414,12.732969215841225,0,120.07401504378051,0,0,0,281.36810739335175,0,0,0,-64.754086113868667]
[null,null,517,1861200,7,12.954838709677418,526.56164295383996,123,0,0,20.434492936959728,28.512160847920455,25.420407678357993,20.565854119100223,17.008477090125783,16.615894524301378,17.008477090125783,20.565854119100223,25.420407678357989,10.378186834497646,-56.548173883088793,0,63.303021397088614,318.25498186154562,757.47087176174955,-1195.5770489034726,156.12005596355738,0,58.134348708211476,0,0,0,9.5477849463460664,-303.84422523493555,0,0,55.841116587856973,0,435.7613013038827,0,899.48908035482975,0,0,0,482.82532501268611,63.303021397088614,24.971339427281787,0,245.33551138110926,0,0,0,462.53644619118216,0,0,0,-92.456499036634511]
[null,null,522,1879200,7,10.374193548387094,0,246,195,0,6.6683111954459173,10.374193548387094,10.374193548387094,10.374193548387094,10.374193548387094,10.374193548387094,10.374193548387094,10.374193548387094,10.374193548387094,11.360120049542257,-246.71324524135161,0,-23.648901135778075,-191.79083610367354,817.74363282426737,-849.01714082616741,-58.32372116387026,0,-21.717975459170898,0,0,0,10.999423561997109,-134.50006528897202,0,0,-20.254510178303828,0,-139.77534156978581,0,487.85998155676845,0,0,0,338.97025639711711,-23.648901135778075,23.546747152118925,0,243.63566656473355,0,0,0,324.72633400975172,0,0,0,-360.70841663048674]
[null,null,528,1900800,8,6.3709677419354849,0,410,0,0,2.6650853889943082,6.3709677419354849,6.3709677419354849,6.3709677419354849,6.3709677419354849,6.3709677419354849,6.3709677419354849,6.3709677419354849,6.3709677419354849,10.263548067687282,-1.6641602973050453,0,-136.77853638629637,-287.46721097544724,-17.263278855255749,439.84486591969431,-337.32786025003469,0,-125.61060996127185,0,0,0,10.711782509715245,172.64228031011987,0,0,118.03964980150828,0,-354.23352494336507,0,-190.62423667296912,0,0,0,-198.98585243351602,-136.77853638629637,-17.833398983484354,0,-190.62423667296912,0,0,0,-190.62423667296912,0,0,0,-186.9409386770854]
[null,null,579,2084400,8,4.7645161290322573,0,410,0,0,1.0586337760910807,4.7645161290322573,4.7645161290322573,4.7645161290322573,4.7645161290322573,4.7645161290322573,4.7645161290322573,4.7645161290322573,4.7645161290322573,10.994529467415296,-158.02584597317173,0,-153.42680603144407,-350.76496646926313,-254.60242077674957,600.76834730428504,-378.38638686273742,0,-140.89955338892096,0,0,0,11.657141969697378,243.46552912340428,0,0,-23.846257101425831,0,-444.92090514557594,0,-324.47664960696255,0,0,0,-338.70961974043848,-153.42680603144407,-30.355644456651365,0,-324.47664960696255,0,0,0,-324.47664960696255,0,0,0,-283.14454639171288]
[null,null,584,2102400,8,8.0838709677419338,526.56770140972287,196.8,0,0,12.29892473118279,16.910437757898379,15.565278557610512,13.296067871091196,11.081964609868299,10.570074368624876,11.081964609868299,13.296067871091196,15.56527855761051,10.10313198070477,-306.57234319300369,0,-50.399768835486242,-139.60454449806389,-667.59802779428389,551.02999793483036,-124.29761735682882,0,-46.284642843764146,0,0,0,10.622697496900368,191.30190551909581,0,0,-7.5789209838702618,0,-213.58713476277444,0,-367.96018251774933,0,0,0,-384.10053127451579,-50.399768835486242,-34.423643390805239,0,-367.96018251774933,0,0,0,-367.96018251774933,0,0,0,-143.50044128490146]
[null,null,590,2124000,8,15.287096774193547,589.31302732145934,123,0,0,22.65052709255745,27.622005953971986,25.742179180735711,22.571013268388686,19.476858622406382,18.761504647767666,19.476858622406382,22.571013268388686,25.742179180735711,12.972668365287936,89.611062590793154,0,57.004298306492025,424.6788412156842,1397.1740485556149,-1789.2461254869982,140.58593168796452,0,52.349914466624924,0,0,0,11.795172477772937,-431.76124238629325,0,0,62.405679430515775,0,591.65477907145726,0,1233.3069395259947,0,0,0,817.86625064504437,57.004298306492025,47.520376117698916,0,444.24864091139062,0,0,0,783.49856446143542,0,0,0,-221.71691296341433]
[null,null,595,2142000,8,10.151612903225804,0,368.99999999999994,195,0,6.4457305502846269,10.151612903225804,10.151612903225804,10.151612903225804,10.151612903225804,10.151612903225804,10.151612903225804,10.151612903225804,10.151612903225804,13.045290947734758,-348.88907447565344,0,-71.039354823809219,-272.55336094725953,496.90540822584472,-502.20176693042941,-175.19966355378705,0,-65.239012833653248,0,0,0,13.037112494955883,-4.9362610426767164,0,0,-32.314011905770528,0,-270.64435028074763,0,206.49512865392421,0,0,0,126.89462019593182,-71.039354823809219,6.5050841781678912,0,57.505228691281175,0,0,0,121.56236142887487,0,0,0,-484.28044230603206]
[]
[null,null,652,2347200,9,6.16,0,410,0,0,2.4541176470588235,6.16,6.16,6.16,6.16,6.16,6.16,6.16,6.16,13.172259024593568,-142.2711671184444,0,-172.90597998841938,-391.80142721913251,-308.1181927466057,730.55443283571321,-426.42658559528508,0,-158.78825864138142,0,0,0,13.956963258986601,288.26812085398535,0,0,-29.217890501125535,0,-503.28396689195148,0,-385.79753967550209,0,0,0,-402.72031321381752,-172.90597998841938,-36.092375093326588,0,-385.79753967550209,0,0,0,-385.79753967550209,0,0,0,-316.01634776626071]
[null,null,657,2365200,9,11.533333333333331,894.39704259246616,123,0,0,23.211819172113287,23.729956114584205,23.172253727940515,21.208816632533065,18.013449794632603,16.43430562647649,18.013449794632603,21.208816632533065,23.172253727940515,12.619283789881132,-266.3222592783294,0,-27.452809513241331,281.6471730830728,-811.02493912514058,290.50831627697971,-67.705048874037359,0,-25.211295859825682,0,0,0,12.946601598851851,121.71710651192446,0,0,20.256391956626302,0,234.57525921560241,0,-315.21405157015522,0,0,0,-339.32361091317716,-27.452809513241331,-31.578692784951116,0,-343.72017393933942,0,0,0,-325.06484016018976,0,0,0,-151.39128329519144]
[null,null,663,2386800,9,17.193333333333332,554.52145988511472,123,0,0,24.955479302832241,26.285108422853913,25.869378203333813,24.40576579242056,22.023831289751286,20.846683822923502,22.023831289751286,24.40576579242056,25.869378203333813,16.04123088217197,179.0123553159201,0,28.740926931152035,521.24564420591184,1592.1322630001973,-1963.1064788213412,70.881847689221573,0,26.394238877351004,0,0,0,14.840910223335607,-441.42304983057767,0,0,41.407711530198554,0,691.95811327619322,0,1116.7175542012512,0,0,0,951.69935410563721,28.740926931152035,60.984385117935673,0,523.46232658815848,0,0,0,911.70784605985409,0,0,0,-360.49962632482186]
[null,null,668,2404800,9,10.949999999999998,0,442.8,195,0,7.2441176470588209,10.949999999999998,10.949999999999998,10.949999999999998,10.949999999999998,10.949999999999998,10.949999999999998,10.949999999999998,10.949999999999998,15.557333791902247,-399.47077101193662,0,-113.17663725338481,-299.81835679769972,245.49303948468889,-231.96881644554099,-279.12005701797824,0,-103.93579880554685,0,0,0,15.832973650611669,99.09099089692883,0,0,-46.865635938532833,0,-338.14002514992563,0,-34.378212339923607,0,0,0,-47.043786709984801,-113.17663725338481,-5.4835105983213941,0,-65.309190929100154,0,0,0,-45.066952359304295,0,0,0,-591.72325403786601]
[]
[null,null,720,2592000,10,9.3870967741935463,0,410,0,0,5.6812144212523696,9.3870967741935463,9.3870967741935463,9.3870967741935463,9.3870967741935463,9.3870967741935463,9.3870967741935463,9.3870967741935463,9.3870967741935463,17.476625564100775,-25.405061944283659,0,-199.15661429214765,-97.28096588394304,-190.96506147030505,461.99757970211209,-560.66709312395471,0,-113.39523265267336,0,0,0,18.185460489367731,260.22828823315672,0,0,-29.239099487755013,0,-197.91960182120428,0,-327.19930551400552,0,0,0,-341.55170328659085,-199.15661429214765,-30.610356081639207,0,-327.19930551400552,0,0,0,-327.19930551400552,0,0,0,-482.77328828034041]
[null,null,725,2610000,10,8.380645161290321,19.481422390792044,410,0,0,4.8990934008011786,8.5037311187754927,8.5212600757306785,8.5180170332140097,8.482444461893893,8.4488375512556733,8.482444461893893,8.5180170332140097,8.5212600757306785,16.122436237399278,-73.859132099419412,0,-191.07334835804809,-103.36920482957592,-479.52851353622918,700.11193462443384,-537.91102634541744,0,-108.79280544005736,0,0,0,16.894626392630538,283.95871360617122,0,0,-23.730740476081181,0,-213.18515832891327,0,-422.57273456253199,0,0,0,-441.10862957234264,-191.07334835804809,-39.532791351836877,0,-422.57273456253199,0,0,0,-422.57273456253199,0,0,0,-330.81334312444727]
[null,null,731,2631600,10,18.583870967741934,1592.9554150990671,123,0,0,41.144960995150754,32.996062414003312,35.048536056431956,34.668806714648738,30.503597956671008,26.568549313175183,30.503597956671008,34.668806714648738,35.048536056431956,17.072881202282311,-234.28111304291565,0,36.938340799817794,311.68813767514973,284.53162616623058,-867.43921768411383,103.98907530470292,0,21.031848546363968,0,0,0,16.574035981534045,-180.92420749136119,0,0,71.434128946802673,0,381.65733884687944,0,288.88575393975623,0,0,0,356.64446035798863,36.938340799817794,19.669717170808916,0,86.10920142553914,0,0,0,341.65784746983132,0,0,0,-210.58549239848773]
[null,null,736,2649600,10,18.79032258064516,422.85951356067824,147.59999999999997,0,0,25.666719375922408,24.596619203395541,25.423507385026589,25.270524321834831,23.592470180334374,22.007141555310088,23.592470180334374,25.270524321834831,25.423507385026589,19.564242929066058,208.97252420914015,0,-18.291970654339959,104.21225146619014,1824.3948446334243,-1701.3426012361344,-55.354436119711174,0,-10.415030780660022,0,0,0,18.663538799109354,-331.74202111734309,0,0,22.63102573898821,0,232.50754447602088,0,838.11767400182373,0,0,0,961.5470962773768,-18.291970654339959,66.834750210833093,0,519.097908227321,0,0,0,921.141774710974,0,0,0,-496.93780971527457]
[null,null,741,2667600,10,12.222580645161285,0,492,195,0,8.5166982922201093,12.222580645161285,12.222580645161285,12.222580645161285,12.222580645161285,12.222580645161285,12.222580645161285,12.222580645161285,12.222580645161285,18.660011029911701,-357.25075193259767,0,-158.47200390681832,-105.10676227298052,-95.948259482642243,2.2762737298434104,-446.13149348696771,0,-90.230343671079083,0,0,0,19.120486205079644,167.82962913373501,0,0,-39.602959956909508,0,-170.01186947924424,0,-203.99706593318086,0,0,0,-211.948107255932,-158.47200390681832,-19.217623814425295,0,-207.66766155931248,0,0,0,-203.04180254946343,0,0,0,-607.03697759426495]
[null,null,793,2854800,11,11.349533333333335,0,410,0,0,7.6436509803921586,11.349533333333335,11.349533333333335,11.349533333333335,11.349533333333335,11.349533333333335,11.349533333333335,11.349533333333335,11.349533333333335,20.44325755936228,1.6881894474707906,0,-223.89952648277887,-95.205710127167492,-285.75963831578019,606.55306437319734,-630.32351253361833,0,-127.48328237340974,0,0,0,21.288809594776811,310.36841066555309,0,0,-35.750194794004187,0,-215.23514159086494,0,-404.26162040711478,0,0,0,-421.99430957391507,-223.89952648277887,-37.819738435455079,0,-404.26162040711478,0,0,0,-404.26162040711478,0,0,0,-520.25384324518689]
[null,null,798,2872800,11,10.587333333333335,513.73486484198963,328,0,0,14.297790849673202,13.450727573859842,14.515302826750897,15.037003221683705,14.20522776137048,13.012215211045133,14.20522776137048,15.037003221683705,14.515302826750895,18.878180516071886,-75.472559432746152,0,-204.86572338441064,-86.57611077212502,-657.2548656150766,873.22414033886605,-576.73941696046631,0,-116.64586912315978,0,0,0,19.797159286884558,337.84688921272829,0,0,-25.666917861113504,0,-217.2323523239759,0,-523.72724114753737,0,0,0,-546.70021683121115,-204.86572338441064,-48.996061638934108,0,-523.72724114753737,0,0,0,-523.72724114753737,0,0,0,-353.3446579029993]
[null,null,803,2890800,11,21.560266666666667,1886.1268885973773,123,0,0,50.720070588235288,34.249466251381136,38.96715676905103,41.279084459982442,37.593051752295807,32.30618830056099,37.593051752295807,41.279084459982442,38.967156769051023,20.406095119164476,-521.9671411990422,0,28.144582524606967,373.43715226689284,171.82832344201233,-1095.3771994325543,429.52726440585872,0,16.024883203771179,0,0,0,19.760811010230693,-233.76946123501884,0,0,95.422465569324814,0,463.84331011473591,0,198.67675426927599,0,0,0,434.60161135200667,28.144582524606967,28.272189941208516,0,138.50584321583344,0,0,0,416.33914877691393,0,0,0,-246.66632984055823]
[null,null,809,2912400,11,20.780899999999999,375.74075583374287,246,0,0,24.324364052287581,23.579819293099476,24.620423542455352,25.13037682794026,24.317330426418788,23.151180897738644,24.317330426418788,25.13037682794026,24.620423542455352,22.88512679867948,714.99905925478151,0,-51.292878291273766,78.754177014451699,2074.4788807834225,-1386.941120251819,-793.62433034755793,0,-29.204994712011302,0,0,0,22.324712795749864,-208.17537819849906,0,0,-14.789990745034647,0,159.26228103291035,0,601.32513261240831,0,0,0,925.40615727150066,-51.292878291273766,68.946017733227066,0,522.4855786232547,0,0,0,886.51951977985368,0,0,0,-631.15075599690124]
[null,null,814,2930400,11,13.790633333333334,0,410,0,0,10.084750980392158,13.790633333333334,13.790633333333334,13.790633333333334,13.790633333333334,13.790633333333334,13.790633333333334,13.790633333333334,13.790633333333334,21.640128881756393,-52.79473887385916,0,-193.15773377469145,-94.439766354304538,-0.22799673557005917,235.03075799070689,-543.7790027450618,0,-109.97960694347813,0,0,0,22.314283042766849,246.44921098971881,0,0,-45.487470906013669,0,-189.74959062520574,0,-266.32529403180882,0,0,0,-277.75063972291105,-193.15773377469145,-24.904483138558035,0,-266.39331454620236,0,0,0,-266.07923646380232,0,0,0,-659.71453108305957]
[null,null,866,3117600,12,13.685907258612904,0,410,0,0,9.9800249056717263,13.685907258612904,13.685907258612904,13.685907258612904,13.685907258612904,13.685907258612904,13.685907258612904,13.685907258612904,13.685907258612904,22.351015143582838,-0.45332244035671465,0,-213.55712601596983,-107.51656750800245,-308.17054735910006,628.79091844271557,-601.207514421984,0,-121.59455549738165,0,0,0,23.124017067457942,283.93744030019474,0,0,-29.317952059527627,0,-217.32429393675542,0,-381.13310636077892,0,0,0,-397.85127737950324,-213.55712601596983,-35.656005081909719,0,-381.13310636077892,0,0,0,-381.13310636077892,0,0,0,-402.05712558231238]
[null,null,871,3135600,12,14.029133065161291,991.90705969850319,393.6,0,0,26.881283602795701,19.429686495223805,22.081393101793481,23.860739435729105,21.895318355250918,19.166545327541407,21.89533232939138,23.860739435729105,22.081393101793481,20.986044190506629,-253.89551720892484,0,-172.18970471888039,40.324017004885633,-877.44612088640247,755.41629139147233,-484.74966073177109,0,-98.04088956016372,0,0,0,21.772184449744579,289.6292156783901,0,0,-6.839596247939113,0,-71.68490174623949,0,-524.91540517894487,0,0,0,-547.84883712338205,-172.18970471888039,-49.102646400110963,0,-524.92061984252575,0,0,0,-524.82759508599304,0,0,0,-296.0960070884779]
[null,null,876,3153600,12,24.902036290967747,934.24685131896956,123,0,0,55.589575822909566,36.119764493314328,41.627741475688339,45.323700382570337,41.241237396233132,35.573182344626076,41.241266422537862,45.323700382570337,41.627741475688339,23.378760483586543,-428.7938349552378,0,37.389792078622136,407.44204911216377,706.38766446644331,-1580.0133406124669,578.51011073557027,0,21.288894605182129,0,0,0,22.385216572414112,-363.31927228663602,0,0,73.221739784205795,0,547.94927920962823,0,373.28837224879828,0,0,0,792.22419395974259,37.389792078622136,54.997580111087636,0,350.38653682805591,0,0,0,758.93401666779857,0,0,0,-260.96587439137204]
[null,null,877,3157200,12,26.10332661354839,965.82133352717494,123,0,0,54.302198635475435,36.509353211826699,41.618779465290295,45.047303137588969,41.260242365923546,36.002321103827839,41.260269291919045,45.047303137588969,41.618779465290295,24.093357697141037,-523.52778818452066,0,49.354839691855531,392.71886890577917,1017.1205760933676,-1982.7220728755231,763.63820679806929,0,28.101519747587002,0,0,0,22.839318911119413,-459.39570717320385,0,0,76.610495011487544,0,570.38194173789725,0,525.87102204198129,0,0,0,1007.2362121902199,49.354839691855531,72.051624634396944,0,499.79832802570201,0,0,0,964.91098110748635,0,0,0,-314.86465445155756]
[null,null,882,3175200,12,22.183810484516126,132.89113130861713,246,0,0,20.146755877727173,22.728113872981773,22.995370351389745,23.1747046087686,22.976616511368977,22.70159277082638,22.976617919775006,23.1747046087686,22.995370351389745,25.080827611745182,944.17463062432716,0,-70.815242689376092,9.2430337096468236,2049.4046204059127,-1043.6577808018562,-1095.6823136072103,0,-40.320583620375082,0,0,0,24.786620559750396,-110.93848390794686,0,0,-36.150651226996992,0,52.146508075355854,0,462.90996162466871,0,0,0,806.06518455910089,-70.815242689376092,59.40674469393786,0,444.54294946657109,0,0,0,772.19339282712633,0,0,0,-640.89047042989398]
[null,null,888,3196800,13,0,0,0,0,0,0,0,0,0,0,0,0,0,0,22.678736030762053,-1898.4481339719368,0,-201.522123934494,-79.561301639889422,-157.6147479475992,-1459.7499604499542,-609.83825891901881,0,0,0,0,0,23.772987928786112,297.76005457220907,0,0,-1800.5263383187464,0,-194.71467690208539,0,-359.67253896741909,0,0,0,-375.44935529967478,-201.522123934494,-33.648312527083554,0,-359.67253896741909,0,0,0,-359.67253896741909,0,0,0,-2540.781646584855]
[null,null,75,270000,1,12.6741935483871,0,410,0,0,8.9683111954459243,12.6741935483871,12.6741935483871,12.6741935483871,12.6741935483871,12.6741935483871,12.6741935483871,12.6741935483871,12.6741935483871,23.135262395543059,89.100253579117634,0,-257.55930210851585,-107.930610314527,-323.80229115574275,778.39245715790321,-725.08274823544036,0,-146.64839070628281,0,0,0,24.04785115110888,335.03337145442885,0,0,-37.597513908176694,0,-237.49877419694778,0,-440.0942894000309,0,0,0,-440.0942894000309,0,0,0,-459.39875671541819,-257.55930210851585,-41.171978916239738,0,-440.0942894000309,0,0,0,-437.96173439135305]
[null,null,80,288000,1,17.848387096774196,704.31305643445114,196.8,0,0,35.976365169723806,25.531495307539263,28.922149423850001,30.889436346469665,28.679259284991538,25.187996778998944,28.679259284991538,30.889436346469665,28.922149423850001,21.910538529925326,-231.63681097324502,0,-101.25064637121679,175.71324218887662,-1002.7967639607925,696.69735716988771,-285.041527642147,0,-57.649808128669179,0,0,0,22.626190199477708,263.82678912570145,0,0,-5.0541961125292119,0,73.682950395507035,0,-536.58395699106552,0,0,0,-517.26819081672897,0,0,0,-561.41354068431747,-101.25064637121679,-49.137213693081932,0,-517.26819081672897,0,0,0,-261.138035176031]
[null,null,86,309600,1,28.861290322580647,1671.45230005541,123,0,0,54.490691545435382,39.184071255953945,43.739646773486697,46.38283119549429,43.413307273178802,38.722557508680474,43.413307273178802,46.38283119549429,43.739646773486697,25.580088151809584,-51.022999053055628,0,80.904468487826904,354.25673690304257,1751.1464008444918,-2237.3306052884168,227.76282539764472,0,46.065158616124009,0,0,0,24.166216842193052,-518.72370426146517,0,0,78.245054251473235,0,554.86385144711653,0,763.79856000675204,0,0,0,1220.9524621595369,0,0,0,766.70831463359048,80.904468487826904,96.581325659619125,0,1220.9524621595369,0,0,0,-354.08014222159983]
[null,null,91,327600,1,20.941935483870971,0,368.99999999999994,195,0,17.236053130929793,20.941935483870971,20.941935483870971,20.941935483870971,20.941935483870971,20.941935483870971,20.941935483870971,20.941935483870971,20.941935483870971,26.359973858036657,-23.689049560520061,0,-132.829371809892,-144.15229448997897,1318.7438593562283,-1065.4512426168774,-373.94217630596381,0,-75.630013961755864,0,0,0,26.077020416800245,-105.75724467213375,0,-31.967810803233398,-20.039907773017294,0,-103.25257172520912,0,333.36470176389548,0,0,0,540.6226753232977,0,0,0,334.11735501728816,-132.829371809892,42.578397844785584,0,540.6226753232977,0,0,0,-681.49466155985419]
[null,null,96,345600,2,14.901254464285714,0,410,0,0,11.195372111344536,14.901254464285714,14.901254464285714,14.901254464285714,14.901254464285714,14.901254464285714,14.901254464285714,14.901254464285714,14.901254464285714,24.222131440931907,-78.031687205931235,0,-206.46387984319384,-98.606764799752895,-156.50739621215735,383.54635364917283,-581.23855819806943,0,-117.5558229507201,0,0,0,24.97171611141701,271.36599428871187,0,0,-95.460074066008886,0,-203.55270934097717,0,-330.89960161286768,0,0,0,-330.89960161286768,0,0,0,-345.41431061470155,-206.46387984319384,-30.956528519309078,0,-330.89960161286768,0,0,0,-601.66047265619795]
[null,null,148,532800,2,11.887325892857145,0,410,0,0,8.1814435399159677,11.887325892857145,11.887325892857145,11.887325892857145,11.887325892857145,11.887325892857145,11.887325892857145,11.887325892857145,11.887325892857145,22.012837425901267,52.32907981816129,0,-249.51861826507391,-108.13193734441217,-445.01645344302597,854.99608887067336,-702.4465588562706,0,-142.07020876462667,0,0,0,22.953322456711202,345.39021720622594,0,0,-36.797470596510038,0,-241.70542607506624,0,-480.57663045642192,0,0,0,-480.57663045642192,0,0,0,-501.65683094671317,-249.51861826507391,-44.959208454541574,0,-480.57663045642192,0,0,0,-398.95911145791581]
[null,null,153,550800,2,19.370183035714287,807.0295186233169,123,0,0,40.212094800420175,31.055814383798399,33.885333192278921,34.359472029187089,30.583308997306951,26.386046983984929,30.583308997306951,34.359472029187089,33.885333192278921,21.389502186884719,-189.23762005334146,0,-50.793394990654278,244.29569516383111,-684.07985653601816,301.33993630949988,-142.99392074185212,0,-28.920600315766013,0,0,0,21.778438966553896,145.04591884117221,159.04919618901775,0,28.934640412867065,0,188.20178039556578,0,-327.30850046567321,0,0,0,-284.23722522192639,0,0,0,-405.21809828676311,-50.793394990654278,-31.196880643391278,0,-284.23722522192639,0,0,0,-225.25599824972548]
[null,null,159,572400,2,27.421183035714282,1167.2648228435253,123,0,0,43.131967349439776,36.664213492458558,38.902289275073777,39.277320762866353,36.290474021460085,32.970548938385143,36.290474021460085,39.277320762866353,38.902289275073777,25.169535495162922,47.081117287798406,0,55.871950315538626,244.07153104474125,1905.3774926977912,-2158.2398567702726,157.29110520339955,0,31.812213856453923,0,0,0,23.862188708448301,-480.51224296547537,0,0,54.458387137592808,0,429.9010463965538,0,951.99336173233735,0,0,0,1174.4300704447021,0,0,0,665.54276509327383,55.871950315538626,86.085201418161247,0,1174.4300704447021,0,0,0,-413.71787591652219]
[null,null,164,590400,2,19.394433035714286,0,442.8,195,0,15.688550682773108,19.394433035714286,19.394433035714286,19.394433035714286,19.394433035714286,19.394433035714286,19.394433035714286,19.394433035714286,19.394433035714286,24.986351050152955,-248.12258923127445,0,-137.46509992622973,-132.64520791048545,548.8257834893277,-526.838064883887,-386.99271051361694,0,-78.269491792482285,0,0,0,25.09144510263145,36.448286666753518,0,0,-40.366504870620105,0,-146.74093085166635,0,87.97550127918575,0,0,0,130.96142374158478,0,0,0,28.40802215537844,-137.46509992622973,7.6551726232558952,0,130.96142374158478,0,0,0,-659.16525984191162]
[]
[null,null,216,777600,3,12.948387096774194,0,410,0,0,9.2425047438330168,12.948387096774194,12.948387096774194,12.948387096774194,12.948387096774194,12.948387096774194,12.948387096774194,12.948387096774194,12.948387096774194,21.856591088489211,-27.014341715132332,0,-219.59789612196897,-98.213276020938196,-288.34646765562024,579.14329808339505,-618.21353266344886,0,-125.03403218263125,0,0,0,22.740851967467385,324.68401615365048,0,0,-35.577890407561966,0,-223.77901185308028,0,-420.34754459077681,0,0,0,-420.34754459077681,0,0,0,-438.78583300101354,-219.59789612196897,-39.324618974216101,0,-420.34754459077681,0,0,0,-599.63707911630593]
[null,null,221,795600,3,9.6419354838709701,2.0210319146910121,410,0,0,5.9589289479232574,9.6578475998951028,9.6582676152726581,9.6562961237184304,9.6515029055311707,9.6482808556331747,9.6515029055311707,9.6562961237184304,9.6582676152726581,20.099091692445974,46.388208854820391,0,-257.97189115942626,-113.32164361256949,-544.88881376956351,962.57055739637963,-726.24427181652209,0,-146.88330949913447,0,0,0,21.128435905164107,378.13928091094346,0,0,-38.301989342475764,0,-259.56024696947162,0,-540.08407712528674,0,0,0,-540.08407712528674,0,0,0,-563.7745354328456,-257.97189115942626,-50.526286688957747,0,-540.08407712528674,0,0,0,-410.28163738270155]
[null,null,227,817200,3,22.93548387096774,903.9976359400697,123,0,0,45.570366856419994,41.257772178691788,41.741406337064006,39.471297408871919,33.952061286184531,30.241974765734298,33.952061286184531,39.471297408871919,41.741406337063999,21.351651281893545,-643.49185986348152,0,38.71759289833868,334.67176878686183,-72.070098047499641,-944.81112350118246,599.0543865002968,0,22.044914099705661,0,0,0,20.912956872428278,-157.95762787176849,25.176584285496872,0,78.037415563073992,0,395.75905607923102,0,269.92247031441605,0,0,0,215.15158635282825,0,0,0,-70.781186508131611,38.71759289833868,4.2977444544325607,0,215.15158635282825,0,0,0,-371.33863055241062]
[null,null,232,835200,3,24.693548387096779,554.28368852541371,147.59999999999997,0,0,28.980550284629988,30.253293055335437,30.400047783141709,29.711202274444179,28.03643637782168,26.910641749752127,28.03643637782168,29.711202274444179,30.400047783141705,24.052113946746029,-106.51106104124483,0,16.397970568056731,88.9414398888932,1717.4870482835615,-1929.3375197817563,250.25688100888084,0,9.336630340927611,0,0,0,23.055566292869514,-367.58341692833085,0,0,16.65205849398005,0,231.09775165650589,0,990.61936792467782,0,0,0,906.86856172203773,0,0,0,494.99363195876759,16.397970568056731,60.63371398214602,0,906.86856172203773,0,0,0,-594.80887869804531]
[null,null,237,853200,3,15.064516129032256,0,492,195,0,11.358633776091079,15.064516129032256,15.064516129032256,15.064516129032256,15.064516129032256,15.064516129032256,15.064516129032256,15.064516129032256,15.064516129032256,22.953630004318299,-259.18038144335014,0,-194.09401715831652,-115.76545584039314,74.667172350843543,-23.988080795484052,-546.41483427344508,0,-110.51270534190368,0,0,0,23.466629495694825,187.04657049425538,0,0,-42.881350564443579,0,-188.10237139670193,0,-183.50838428878785,0,0,0,-183.72092101023037,0,0,0,-192.92590222625873,-194.09401715831652,-17.249004442428785,0,-183.72092101023037,0,0,0,-703.06932887511755]
[null,null,289,1040400,4,9.1966666666666672,0,410,0,0,5.4907843137254906,9.1966666666666672,9.1966666666666672,9.1966666666666672,9.1966666666666672,9.1966666666666672,9.1966666666666672,9.1966666666666672,9.1966666666666672,18.80811554747358,4.000207038319445,0,-236.84077704045629,-97.595183338242492,-290.29118618562347,628.72735360264176,-666.75581159308194,0,-134.85173520145236,0,0,0,19.753217895026626,346.86284960404578,0,0,-40.744490152169078,0,-231.7381863087198,0,-444.77047222222211,0,0,0,-444.77047222222211,0,0,0,-464.28005744217211,-236.84077704045629,-41.609448125,0,-444.77047222222211,0,0,0,-630.57430693653293]
[null,null,294,1058400,4,7.4700000000000015,29.134886853258774,328,0,0,4.0981045751633998,7.8000154541796851,7.7604776809865958,7.6861107015596142,7.6008765302698338,7.5743053422656885,7.6008765302698338,7.6861107015596142,7.7604776809865958,17.935291666666664,-1931.4679545493307,0,-258.3624701388888,-206.87373062854121,-1601.6473165159614,135.41556273406081,-727.34383249056202,0,-147.10569625943771,2314.3171599390248,0,0,18.362688810758115,157.9362608827831,2003.5022628577383,0,-1.7053025658242404E-13,0,-267.95275462009795,0,-557.68227575040237,0,0,0,-557.68227575040237,0,0,0,-582.14466829648848,-258.3624701388888,-52.172644481386321,0,-557.68227575040237,0,0,0,-437.97935637034948]
[null,null,299,1076400,4,19.306666666666665,788.73034468316791,123,0,0,35.694520697167761,39.16146630323275,36.782745686114708,32.308587105361028,27.180623030606125,25.582014216242555,27.180623030606125,32.308587105361028,36.782745686114708,19.935291666666664,-1731.7477923742026,0,-16.111856249999953,178.25302990057182,-827.97566274441078,-1065.9133032803636,-45.358210374410163,0,-9.1737233755896863,1665.0046722887093,0,0,19.61189984358926,-119.91004978976514,2772.8281267855582,0,-9.7699626167013776E-14,0,224.62609690241464,0,106.69910503702455,0,0,0,-66.652603856445523,0,0,0,-247.1967377788998,-16.111856249999953,-18.370980635699087,0,-66.652603856445523,0,0,0,-630.57430693653293]
[null,null,305,1098000,4,18.296666666666667,35.555253709972341,246,195,0,14.995686274509804,18.696753895363955,18.648821115533977,18.558663887050582,18.455332049254068,18.423119033660001,18.455332049254068,18.558663887050582,18.648821115533977,21.496672378383074,-25.080348126139825,0,-78.378649151603696,-84.367299107935111,1456.6459805661011,-1318.9803804327021,-220.65212114094771,0,-44.627014709693164,0,0,0,21.073836709639341,-156.56843950172049,0,0,-4.7837249210115056,0,-23.817255570158331,0,794.40465238743275,0,0,0,527.2685474247362,0,0,0,276.68258516497843,-78.378649151603696,30.626546811057562,0,527.2685474247362,0,0,0,-750.55140028214464]
[null,null,310,1116000,4,11.556666666666667,0,410,0,0,7.85078431372549,11.556666666666667,11.556666666666667,11.556666666666667,11.556666666666667,11.556666666666667,11.556666666666667,11.556666666666667,11.556666666666667,19.869251601376227,-379.53422791692878,0,-206.08255902777771,-103.03508240010815,-248.27534578889095,177.85875929984809,-580.16506117218921,0,-117.33870757781068,0,0,0,20.612660736565996,250.33132258793771,51.669270612092191,0,-412.09000741232427,0,-199.84624389477392,0,-330.36239776833906,0,0,0,-330.36239776833906,0,0,0,-344.85354265150971,-206.08255902777771,-30.906271685959094,0,-330.36239776833906,0,0,0,-730.98071595619786]
[null,null,362,1303200,5,6.0870967741935491,0,410,0,0,2.3812144212523725,6.0870967741935491,6.0870967741935491,6.0870967741935491,6.0870967741935491,6.0870967741935491,6.0870967741935491,6.0870967741935491,6.0870967741935491,17.151909274193546,-1952.0116091225127,0,-272.45341844758053,-560.60340826127344,-1167.668012855572,48.713230441913311,-671.93385081387373,0,-250.20767864177105,2228.419915522762,0,0,17.789777489783354,235.73322305539511,1726.7040744217888,0,0,0,-651.7690158685956,0,-536.81077585263472,0,0,0,-536.81077585263472,0,0,0,-560.35765279830525,-272.45341844758053,-50.220060740950437,0,-536.81077585263472,0,0,0,-807.12716750437687]
[null,null,367,1321200,5,7.0451612903225804,118.01501114966203,393.6,0,0,4.9188172043010754,9.0694096790364114,8.6959175981513344,8.1037460658124534,7.6328986255076829,7.5660738308638464,7.6328986255076829,8.1037460658124534,8.6959175981513344,19.151909274193546,-4218.8958870605629,0,-249.69192651209667,-685.33735958412763,-2694.4974083687116,-589.36919259562728,-615.79868828361828,0,-229.30465568815544,17088.477326919674,0,0,17.275457754094866,45.600734333857858,4773.7635964402834,0,12479.999999999996,0,-702.97262795658492,0,-700.49939569892445,0,0,0,-700.49939569892445,0,0,0,-731.22637401794259,-249.69192651209667,-65.533561887096752,0,-700.49939569892445,0,0,0,-754.92477323502226]
[null,null,372,1339200,5,15.564516129032262,654.68181367695718,123,0,0,26.718321737297078,34.607865721898619,31.094196003242782,25.52327418744833,21.093722724978264,20.465060781627209,21.093722724978264,25.52327418744833,31.094196003242782,19.151909274193546,-1605.0707909577695,0,-88.806942641128884,265.15282935255573,-468.34259025739493,-1313.0740874118014,-219.01869056321411,0,-81.555882440817626,1772.7873382689741,0,0,18.913736682076184,-88.349133280149459,2788.335093785121,0,1.4210854715202004E-14,0,299.3202764042274,0,345.74984422463712,0,0,0,-53.819614004337062,0,0,0,-288.41561250074756,-88.806942641128884,-23.261439655022642,0,-53.819614004337062,0,0,0,-992.31846202876125]
[null,null,373,1342800,5,16.28064516129032,793.0579770089746,123,0,0,25.425437486822677,32.749355072646082,29.710729591415905,24.892990208133767,21.062309176044334,20.518641628123248,21.062309176044334,24.892990208133767,29.710729591415905,19.151909274193546,-320.81307208731505,0,-71.07087006048387,333.26314751348696,571.44133837022446,-1154.4466879105426,-175.27738749815438,0,-65.267954860716586,364.40235986467292,0,0,19.032148625406727,-44.656701561503027,1013.9408996516871,0,1.4210854715202004E-14,0,350.53332809654626,0,613.40979701154401,0,0,0,144.00679447697655,0,0,0,-122.49988044507838,-71.07087006048387,-7.939735295694101,0,144.00679447697655,0,0,0,-992.31846202876125]
[null,null,378,1360800,5,13.654838709677422,0,246,195,0,9.9489563567362467,13.654838709677422,13.654838709677422,13.654838709677422,13.654838709677422,13.654838709677422,13.654838709677422,13.654838709677422,13.654838709677422,19.151909274193546,-496.5709115073808,0,-135.07340231854823,-359.7819962955611,805.25958107382064,-806.97509396709211,-333.12260084523712,0,-124.04469957814945,450.18628581719577,0,0,19.321151824997372,62.545958945124347,89.893610582664579,0,0,0,-383.97052719803372,0,352.46244261415455,0,0,0,104.73615354133237,0,0,0,-34.651566359724917,-135.07340231854823,-1.501761513192597,0,104.73615354133237,0,0,0,-1034.0510983576512]
[null,null,383,1378800,5,8.7483870967741932,0,410,0,0,5.0425047438330166,8.7483870967741932,8.7483870967741932,8.7483870967741932,8.7483870967741932,8.7483870967741932,8.7483870967741932,8.7483870967741932,8.7483870967741932,17.582337191783868,-183.36461061549005,0,-217.63751964086703,-440.49269252857573,-172.55114424832755,647.31674580228025,-536.74502411135552,0,-199.86748151288523,0,0,0,18.81372892871385,451.62216355364262,0,0,-58.354952686088183,0,-615.14948640623015,0,-529.45199784946226,0,0,0,-529.45199784946226,0,0,0,-552.67608649075123,-217.63751964086703,-49.53162769354838,0,-529.45199784946226,0,0,0,-992.31846202876125]
[null,null,435,1566000,6,5.7099999999999991,0,410,0,0,2.0041176470588224,5.7099999999999991,5.7099999999999991,5.7099999999999991,5.7099999999999991,5.7099999999999991,5.7099999999999991,5.7099999999999991,5.7099999999999991,17,-3982.5013295993281,0,-278.31630277777776,-656.83675943592868,-2419.6857096565009,-627.66255772912064,-686.39309477312577,0,-255.59186022687422,4406.8606433363357,0,0,17.291223166825329,107.62564126299216,4208.8828453282104,0,-3.1263880373444408E-13,0,-698.4590511633985,0,-701.0645333333332,0,0,0,-701.0645333333332,0,0,0,-731.81630106965326,-278.31630277777776,-65.586432000000002,0,-701.0645333333332,0,0,0,-1018.4024392523066]
[null,null,440,1584000,6,8.0066666666666659,249.30698715091705,196.8,0,0,8.2399999999999984,13.552929372042923,12.434277377034412,10.675418467572129,9.4946236835047237,9.395631249973075,9.4946236835047237,10.675418467572129,12.434277377034412,18.547135416666666,-8443.8906751590766,0,-260.62231024305561,-799.36947044871624,-4970.4698192008018,-2413.4290752665029,-642.7555709429181,0,-239.34257686958188,9469.9951797316699,0,0,17.50773984178808,-384.24702309552561,9834.4080190979712,0,-3.4106051316484809E-13,0,-650.76880704720406,0,-786.36355555555554,0,0,0,-786.36355555555554,0,0,0,-820.85691282435573,-260.62231024305561,-73.566380000000009,0,-786.36355555555554,0,0,0,-1018.4024392523066]
[null,null,446,1605600,6,13.189999999999998,480.09558713196805,123,0,0,16.763202614379082,23.438668948029758,21.371566364918795,18.121456579838082,15.939523360963239,15.756600060441922,15.939523360963239,18.121456579838082,21.371566364918795,18.547135416666666,-1253.3725364698828,0,-132.45874357638891,-52.610525248851339,169.00095195774929,-1237.3042196023919,-326.67424087532436,0,-121.64352693717572,1516.0527567450615,0,0,18.521510463164908,-9.7125018977562618,1769.7980851246857,0,-2.8421709430404007E-14,0,-48.854388861202033,0,450.43370280887552,0,0,0,-3.1927124369652575,0,0,0,-213.93510665571688,-132.45874357638891,-17.713218045028434,0,-3.1927124369652575,0,0,0,-1202.0425310652759]
[null,null,451,1623600,6,9.2466666666666661,0,368.99999999999994,195,0,5.5407843137254895,9.2466666666666661,9.2466666666666661,9.2466666666666661,9.2466666666666661,9.2466666666666661,9.2466666666666661,9.2466666666666661,9.2466666666666661,18.547135416666666,-3178.1750478846629,0,-228.60606857638888,-529.00262295002858,-1227.4817315647417,-1193.0846247935037,-563.79603109111792,0,-209.94045172138203,3387.4941593013514,0,0,18.55381185272029,2.4673713958119476,3062.7326715473105,0,0,0,-529.95683470506515,0,-267.59296711799203,0,0,0,-303.6810460229371,0,0,0,-333.75622029881663,-228.60606857638888,-29.795567513470793,0,-303.6810460229371,0,0,0,-1202.0425310652759]
[null,null,456,1641600,7,4.6645161290322577,0,410,0,0,0.95863377609108102,4.6645161290322577,4.6645161290322577,4.6645161290322577,4.6645161290322577,4.6645161290322577,4.6645161290322577,4.6645161290322577,4.6645161290322577,17,-2709.6494806667447,0,-284.23093333333327,-613.11052194944875,-1644.2434271061809,-168.0645982777819,-700.97995702642663,0,-261.02356297357312,2967.0899573939041,0,0,17.797055248962501,294.56304327284028,2282.6622506125086,0,-1.1368683772161603E-13,0,-727.02751027450972,0,-715.53303333333326,0,0,0,-715.53303333333326,0,0,0,-746.91945298875328,-284.23093333333327,-66.939998250000002,0,-715.53303333333326,0,0,0,-1237.4893866354969]
[null,null,508,1828800,7,3.212903225806452,0,410,0,0,-0.49297912713472458,3.212903225806452,3.212903225806452,3.212903225806452,3.212903225806452,3.212903225806452,3.212903225806452,3.212903225806452,3.212903225806452,17,-4819.2333193246659,0,-339.6876021505376,-765.09903308299397,-2926.186496736907,-788.26018735422713,-837.74907243696839,0,-311.95221143399908,5485.7805706655663,0,0,17.197946778940818,73.154032530066786,5167.8010950728822,0,-2.2737367544323206E-13,0,-793.39004670461725,0,-786.25513978494632,0,0,0,-786.25513978494632,0,0,0,-820.74374146215928,-339.6876021505376,-73.556237419354872,0,-786.25513978494632,0,0,0,-1053.8492948225278]
[null,null,513,1846800,7,8.2129032258064516,444.62702123202246,123,0,0,12.078547332911658,18.743705693113661,16.650887815009977,13.364824561627978,10.956824363330561,10.691083934735673,10.956824363330561,13.364824561627978,16.650887815009973,18.470983870967743,-7216.306494723598,0,-253.59588682795697,-644.71541315727302,-4353.3062116073897,-1964.6889831309777,-625.42676747384246,0,-232.88985881648009,8134.9911691382094,0,0,17.792725028200703,-250.88226254213029,8744.2032937480017,0,1.4210854715202004E-13,0,-547.69118548963377,0,-781.03352196304922,0,0,0,-781.25291649672056,0,0,0,-815.63593931312676,-253.59588682795697,-73.097454804295566,0,-781.25291649672056,0,0,0,-1053.8492948225278]
[null,null,519,1868400,7,13.925806451612907,294.70895490921407,123,0,0,13.937244360109638,19.096014280574465,18.068523411616098,16.45519622103944,15.272963289026064,15.142495240778246,15.272963289026064,16.45519622103944,18.068523411616098,18.470983870967743,-864.80843895319254,0,-111.90079543010745,-24.492464731692099,476.07104479550685,-1204.4862235868998,-275.97353269015417,0,-102.76412908403908,1069.1943510070698,0,0,18.489250455746305,6.6007185741452918,1012.471569858634,0,-4.2632564145606011E-14,0,-27.045174577412425,0,535.10068284759723,0,0,0,57.201750964539357,0,0,0,-188.26388444988035,-111.90079543010745,-14.663673842908167,0,57.201750964539357,0,0,0,-1228.4504384650907]
[null,null,524,1886400,7,8.425806451612905,0,442.8,195,0,4.7199240986717284,8.425806451612905,8.425806451612905,8.425806451612905,8.425806451612905,8.425806451612905,8.425806451612905,8.425806451612905,8.425806451612905,18.470983870967743,-3636.0904062391487,0,-247.33134112903221,-604.55885001697322,-1566.1061709965884,-1218.0940440965546,-609.97693263945996,0,-227.13681139279788,3833.7815784255504,0,0,18.478702617140108,2.852571845855949,3509.9729956524325,0,0,0,-605.66203115623034,0,-380.90376736096835,0,0,0,-381.68652243449054,0,0,0,-398.83512885295096,-247.33134112903221,-35.740561444193901,0,-381.68652243449054,0,0,0,-1228.4504384650907]
[]
[null,null,576,2073600,8,6.3709677419354849,0,410,0,0,2.6650853889943082,6.3709677419354849,6.3709677419354849,6.3709677419354849,6.3709677419354849,6.3709677419354849,6.3709677419354849,6.3709677419354849,6.3709677419354849,17,-1701.0219545870661,0,-261.90625,-516.44547289661796,-1090.6814541094286,168.01122241898042,-645.92206666909556,0,-240.52168333090438,1822.1696509058431,0,0,17.96139210600148,355.29605368122287,1062.6444726987579,0,-2.8421709430404007E-14,0,-653.84986670461728,0,-647.32991827956971,0,0,0,-647.32991827956971,0,0,0,-675.72464993295307,-261.90625,-60.559417354838708,0,-647.32991827956971,0,0,0,-1121.9075765948905]
[null,null,581,2091600,8,4.4774193548387098,0,410,0,0,0.77153700189753316,4.4774193548387098,4.4774193548387098,4.4774193548387098,4.4774193548387098,4.4774193548387098,4.4774193548387098,4.4774193548387098,4.4774193548387098,17,-4323.384327900907,0,-308.5358333333333,-711.50163676483089,-2633.3829705165017,-669.96388728624095,-760.92152481331868,0,-283.34397518668101,4891.303104860699,0,0,17.179526946975749,66.346723040207564,4600.9224723635962,0,-1.7053025658242404E-13,0,-737.16004519924104,0,-708.13367741935497,0,0,0,-708.13367741935497,0,0,0,-739.19552884510983,-308.5358333333333,-66.247769032258091,0,-708.13367741935497,0,0,0,-910.83874197662226]
[null,null,586,2109600,8,12.02903225806452,644.3778640791063,123,0,0,21.778557874762811,27.022848063143016,24.737806805638925,20.883066013949602,17.121936997260732,16.252381690866791,17.121936997260732,20.883066013949602,24.737806805638922,18.778217741935482,-4957.4641219477026,0,-167.11089798387079,-110.11526515090554,-3046.2315869380536,-1634.0063718748725,-412.13455802857021,0,-153.4663433423969,5502.9135087293116,0,0,18.240105689974349,-199.18975151713283,6458.7047100643067,0,-2.8421709430404007E-13,0,-33.082191531309334,0,-449.22830336471998,0,0,0,-523.94776505048469,0,0,0,-605.75651128455002,-167.11089798387079,-53.298774620737234,0,-523.94776505048469,0,0,0,-910.83874197662226]
[null,null,592,2131200,8,13.370967741935484,229.15662344806799,147.59999999999997,0,0,12.654438119333754,16.70210450986205,16.194442881357656,15.33804522055183,14.502445042499478,14.309258218642844,14.502445042499478,15.33804522055183,16.194442881357656,18.83091282613535,243.52926437101951,0,-134.12179352857638,-21.415651750432648,1449.7822578314317,-1050.7155481814032,-330.77571100859097,0,-123.17078936013625,0,0,0,18.885661202779982,19.609177545292571,0,0,-8.5495713641760336,0,-28.999150429260652,0,710.09094185831793,0,0,0,314.36676672569246,0,0,0,16.605462209034958,-134.12179352857638,6.7313622653245089,0,314.36676672569246,0,0,0,-1121.9075765948905]
[null,null,597,2149200,8,8.1161290322580637,0,492,195,0,4.4102466793168871,8.1161290322580637,8.1161290322580637,8.1161290322580637,8.1161290322580637,8.1161290322580637,8.1161290322580637,8.1161290322580637,8.1161290322580637,18.778217741935482,-3844.7872872220928,0,-262.44543561827953,-620.62942599330131,-1870.7966589805303,-1090.9157666299816,-647.25182450754858,0,-241.01684460535429,4038.3395525044689,0,0,18.801316313313571,8.5364038305268117,3751.1028800469867,0,1.4210854715202004E-13,0,-623.93072748956331,0,-461.31315650679744,0,0,0,-461.38736995220955,0,0,0,-481.68427296044536,-262.44543561827953,-43.168255719525476,0,-461.38736995220955,0,0,0,-1121.9075765948905]
[null,null,649,2336400,9,7.6666666666666679,0,410,0,0,3.9607843137254912,7.6666666666666679,7.6666666666666679,7.6666666666666679,7.6666666666666679,7.6666666666666679,7.6666666666666679,7.6666666666666679,7.6666666666666679,17.296693749999999,-968.1599240125588,0,-237.13503704861105,-453.4679209554937,-711.60296029704591,434.04599428859183,-584.8304620836326,0,-217.77303247886715,981.71414802123763,0,0,18.322359452504596,379.0492705538208,320.25829702869055,0,5.6843418860808015E-14,0,-600.05844653037605,0,-581.36111333333338,0,0,0,-581.36111333333338,0,0,0,-606.86216363344136,-237.13503704861105,-54.38786205000001,0,-581.36111333333338,0,0,0,-942.10996008785469]
[null,null,654,2354400,9,6.6733333333333356,82.200779476703104,328,0,0,3.9728431372549045,7.4704014177465732,7.4339547077869836,7.305641069448666,7.0968189249778098,6.9936194213365699,7.0968189249778098,7.305641069448666,7.4339547077869836,17.296693749999999,-3801.1091208024218,0,-262.02742871527772,-655.87950238294582,-2439.3140586249656,-443.88813107923266,-646.22092172203327,0,-240.63296784046634,4274.6286320902727,0,0,17.491202062184879,71.842668684421682,3982.1466284671719,0,4.5474735088646412E-13,0,-683.66336949279207,0,-667.16342444444456,0,0,0,-667.16342444444456,0,0,0,-696.42814073687259,-262.02742871527772,-62.414894050000022,0,-667.16342444444456,0,0,0,-704.71627129411581]
[null,null,659,2372400,9,15.363333333333337,918.93007993927017,123,0,0,31.89568627450981,31.408069039371821,30.674407963120416,28.09149383711565,23.887968212238146,21.810593903446225,23.887968212238146,28.09149383711565,30.674407963120416,19.296693749999999,-2420.9048316927647,0,-97.739287048610976,389.46046448191123,-1300.0896810560048,-1412.5363280700601,-241.04794095292789,0,-89.758903609571647,2620.6907195104545,0,0,18.947326881105663,-129.57453773016221,3730.3918949343233,0,-1.8474111129762605E-13,0,439.57109933218965,0,-28.298852522010613,0,0,0,-143.72721590575333,0,0,0,-378.21753855666384,-97.739287048610976,-27.132559110801605,0,-143.72721590575333,0,0,0,-942.10996008785469]
[null,null,665,2394000,9,14.9,82.896026638068605,246,0,0,12.181971677559915,15.683163976759461,15.647353045585666,15.52127771872386,15.316098281361711,15.214698996593242,15.316098281361711,15.52127771872386,15.647353045585666,20.109772819443499,209.95639593940973,0,-127.78913415145493,-74.210186036664254,1625.4673112671239,-1213.5115951395951,-315.15789191346926,0,-117.35518971962944,0,0,0,19.964388879960552,-54.956835517123608,0,0,-19.99225596583236,0,-52.956612878175285,0,661.44788280409239,0,0,0,496.02151865395689,0,0,0,190.75429184234838,-127.78913415145493,26.789286826864799,0,496.02151865395689,0,0,0,-1013.9882552843926]
[null,null,670,2412000,9,9.7233333333333327,0,410,0,0,6.0174509803921561,9.7233333333333327,9.7233333333333327,9.7233333333333327,9.7233333333333327,9.7233333333333327,9.7233333333333327,9.7233333333333327,9.7233333333333327,18.78361345947943,-2893.7264217453526,0,-235.69985927083331,-555.08303651362382,-1424.0513418298938,-678.89218413100161,-581.29097802680019,0,-216.45503653569966,0,0,0,19.500270740310352,75.234756792831277,2697.5783910036794,0,-3201.621012848354,0,-584.17873302728754,0,-425.44040309895672,0,0,0,-425.44103623188408,0,0,0,-444.10399915896346,-235.69985927083331,-39.801203592609205,0,-425.44103623188408,0,0,0,-952.03545752457956]
[null,null,721,2595600,10,9.2290322580645174,0,410,0,0,5.5231499051233408,9.2290322580645174,9.2290322580645174,9.2290322580645174,9.2290322580645174,9.2290322580645174,9.2290322580645174,9.2290322580645174,9.2290322580645174,18.896295591022099,2.6374889185049142,0,-238.37428819260367,-101.46454984836751,-315.30561025158886,657.78193721106493,-671.07296291142279,0,-135.72488146622132,0,0,0,19.871868793984522,358.42016506595371,0,0,-35.740190393185486,0,-240.07713785542978,0,-463.2981490030607,0,0,0,-463.2981490030607,0,0,0,-483.62043945336802,-238.37428819260367,-43.34276104489161,0,-463.2981490030607,0,0,0,-643.47909305931546]
[null,null,727,2617200,10,10.312903225806455,493.3637088797351,393.6,0,0,16.286074214632091,15.623616914471802,16.379927979941179,16.240002430040221,14.705174694118128,13.255158104031938,14.705174694118128,16.240002430040221,16.379927979941179,19.903576612903223,-1745.9322725065583,0,-187.73827641129014,-102.78986791697236,-1538.038988470722,82.634860292426083,-528.52210848098207,0,-106.89389155934006,14253.536757505233,0,0,18.288162369637046,141.88307813120787,1930.2536926013893,0,12480,0,-157.66061061236732,0,-524.9710930107525,0,0,0,-524.9710930107525,0,0,0,-547.99862949700184,-187.73827641129014,-49.112427254032248,0,-524.9710930107525,0,0,0,-432.47823439903698]
[null,null,732,2635200,10,19.883870967741935,946.20738445345216,123,0,0,42.411385199240982,34.277640009182335,36.327490074171962,35.948246121975941,31.788361548192512,27.858342886387604,31.788361548192512,35.948246121975941,36.327490074171962,20.177861204868485,-43.429910813589458,0,-7.5428936303920304,322.90116426575923,774.8782310831341,-1133.6664125320908,-21.234806890678481,0,-4.2947515508471668,0,0,0,19.801704663624214,-135.92133242421772,209.80985187561888,0,60.2606920978373,0,375.46630844290723,0,372.31830718537856,0,0,0,445.89004629555183,0,0,0,93.550293590245474,-7.5428936303920304,24.575630563830941,0,445.89004629555183,0,0,0,-640.19771209355849]
[null,null,733,2638800,10,20.848387096774189,1444.3284809869981,123,0,0,41.619259962049327,34.278320211262439,36.190908164305291,35.837059155237334,31.955728877597124,28.288872224918141,31.955728877597124,35.837059155237334,36.190908164305291,20.720006086131669,-83.421106052826417,0,3.0270118753145283,301.93465801207151,1113.7823944031829,-1502.1651703433954,46.196603875404413,0,1.7235115040677291,0,0,0,20.069030473819364,-237.42086443885373,0,0,65.482114294507838,0,393.75293073868454,0,568.88311259560464,0,0,0,652.14098741338023,0,0,0,259.88577159901331,3.0270118753145283,41.614560920065017,0,652.14098741338023,0,0,0,-640.19771209355849]
[null,null,738,2656800,10,15.56774193548387,18.478904551326039,246,195,0,12.072538477756694,15.68333746463524,15.699799692302035,15.696754005991149,15.663346212859922,15.631784459612515,15.663346212859922,15.696754005991149,15.699799692302035,21.536244657906007,84.313941565292566,0,-146.5582036521069,-86.132424804357697,1324.6936682145624,-1007.6890981928053,-412.59167970468519,0,-83.446897605468067,0,0,0,21.386736963362328,-56.881504611821711,0,0,-27.301102072843232,0,-64.134520298819041,0,409.36978707112445,0,0,0,462.78788965210924,0,0,0,213.06414952773375,-146.5582036521069,30.851263395888726,0,462.78788965210924,0,0,0,-801.1781579367281]
[null,null,743,2674800,10,10.277419354838711,0,410,0,0,6.5715370018975348,10.277419354838711,10.277419354838711,10.277419354838711,10.277419354838711,10.277419354838711,10.277419354838711,10.277419354838711,10.277419354838711,19.590611264466141,-6.5382626996965882,0,-229.32481805007359,-89.332141030211034,-180.44241319864454,492.56110957923261,-645.5968312892935,0,-130.57231962014419,0,0,0,20.510419629558161,337.86462921156334,0,0,-34.842784397570931,0,-219.99524320930735,0,-408.50240855152623,0,0,0,-408.50240855152623,0,0,0,-426.42111730116847,-229.32481805007359,-38.21647532633358,0,-408.50240855152623,0,0,0,-734.07209455105931]
[null,null,795,2862000,11,9.9452999999999996,0,410,0,0,6.239417647058823,9.9452999999999996,9.9452999999999996,9.9452999999999996,9.9452999999999996,9.9452999999999996,9.9452999999999996,9.9452999999999996,9.9452999999999996,20.404330820240407,58.666168167995579,0,-257.63600756749838,-102.00431754275397,-379.38873642207432,797.69522970032222,-725.29868997991798,0,-146.69206504468212,0,0,0,21.397492603683816,364.75255811726748,0,0,-38.572028739337043,0,-243.06584529894843,0,-485.62574317590412,0,0,0,-485.62574317590412,0,0,0,-506.92741991301926,-257.63600756749838,-45.431566236587877,0,-485.62574317590412,0,0,0,-526.55584719456442]
[null,null,800,2880000,11,15.170833333333336,721.97002815689905,196.8,0,0,30.681781045751638,22.590309988960396,25.348781430018789,26.70058407271868,24.545331218196399,21.454059802709637,24.545331218196399,26.70058407271868,25.348781430018786,20.582283333333333,-3408.8363879071585,0,-134.5164331388888,17.846182825493912,-2576.1508327257197,-716.01530486804427,-378.69160315584458,0,-76.590588194155146,3658.5722018038132,0,0,20.3057621094048,-102.55429680049036,4110.4116904897692,0,1.7053025658242404E-13,0,57.5072227899852,0,-516.58612409737043,0,0,0,-505.51996877761542,0,0,0,-542.43919071365713,-134.5164331388888,-47.835573862356341,0,-505.51996877761542,0,0,0,-343.68717458914654]
[null,null,806,2901600,11,24.107800000000001,1518.9588277015832,123,0,0,45.392222657952075,33.756372840301793,37.343595209518178,39.101531364477353,36.298757648577158,32.278749391142178,36.298757648577158,39.101531364477353,37.343595209518178,23.143188691220509,-224.44906213413446,0,23.94040396702653,306.42081565206638,1552.9599041848985,-2107.7701859381259,370.4156931628807,0,13.631119846502601,0,0,0,21.922076549454331,-448.33583249504261,0,0,62.619443530198168,0,479.80667977330847,0,701.07966000164811,0,0,0,1074.4595466538738,0,0,0,624.08682803637441,23.94040396702653,82.202360409524488,0,1074.4595466538738,0,0,0,-480.06615541217951]
[null,null,811,2919600,11,17.714933333333331,0,368.99999999999994,195,0,14.009050980392153,17.714933333333331,17.714933333333331,17.714933333333331,17.714933333333331,17.714933333333331,17.714933333333331,17.714933333333331,17.714933333333331,23.350457766170621,-93.097874084345335,0,-138.43909350549725,-128.15319657699877,1010.5531403320998,-837.05872433394916,-389.73470404845506,0,-78.824061515992611,0,0,0,23.288540287946393,-24.49319141596547,0,0,-27.181271927062539,0,-118.68089289091961,0,206.42409224710937,0,0,0,357.87379071140987,0,0,0,171.7753132608315,-138.43909350549725,26.05066694850187,0,357.87379071140987,0,0,0,-748.13505707687943]
[null,null,816,2937600,12,14.779939516774194,0,410,0,0,11.074057163833018,14.779939516774194,14.779939516774194,14.779939516774194,14.779939516774194,14.779939516774194,14.779939516774194,14.779939516774194,14.779939516774194,21.526463707743844,244.90312524121452,0,-225.52976867146393,-93.062585819481541,-216.98365280564781,780.4791325378078,-634.91298174239535,0,-128.41150508357777,0,0,0,22.367876900219201,323.70641095834372,0,0,215.28504937358514,0,-218.25025032813744,0,-402.04358560499452,0,0,0,-402.04358560499452,0,0,0,-419.67898202936851,-225.52976867146393,-37.612235442783046,0,-402.04358560499452,0,0,0,-394.75200366590065]
[null,null,868,3124800,12,11.782842742483872,0.56323840245487189,410,0,0,8.083232790976389,11.784888543413325,11.785893044879815,11.786567084759417,11.78582255730954,11.784788862065405,11.78582256260313,11.786567084759417,11.785893044879815,21.776142825126886,50.613743047177195,0,-246.2068241087471,-106.64355467181792,-408.66932553977404,812.13344736751628,-693.12317279022295,0,-140.18454872672527,0,0,0,22.693265187643249,336.81526811287404,0,0,-35.795632692534873,0,-236.90083521524681,0,-462.530799463721,0,0,0,-462.530799463721,0,0,0,-482.81943059497212,-246.2068241087471,-43.270973476145485,0,-462.530799463721,0,0,0,-410.69000263202014]
[null,null,873,3142800,12,19.55139112967742,859.33614379247149,123,0,0,43.012386280425886,28.412115978831842,32.762789095165928,35.682174761936878,32.457494989322655,27.980378470164702,32.457517916790223,35.682174761936878,32.762789095165928,21.329941386152804,-179.86187435733734,0,-44.822615533870859,295.85207872323679,-595.20900377097234,164.31766622426909,-126.18494066545716,0,-25.520974709425037,0,0,0,21.632273005634598,113.34871414234858,138.17704865277045,0,34.590879893838292,0,252.01649092461915,0,-323.67315523428942,0,0,0,-204.34125250400004,0,0,0,-345.26833854886326,-44.822615533870859,-24.068405604349781,0,-204.34125250400004,0,0,0,-247.20009678316165]
[null,null,878,3160800,12,26.501713710322583,1623.6993662613161,123,0,0,51.120520372772518,35.7400693428078,40.276161612191686,43.319967110856261,39.957856330141212,35.289931830036394,39.957880234743008,43.319967110856261,40.276161612191686,24.52722477833689,-35.122426922717978,0,48.706387281593081,360.64917145965921,1596.2459778853254,-2040.7239635492956,147.39333745657282,0,27.732305738867048,0,0,0,23.285677995015732,-456.66676181718725,0,0,50.351814852728332,0,537.25687348623762,0,649.52063801754684,0,0,0,1126.6212383992977,0,0,0,648.43570489276101,48.706387281593081,85.600826803764278,0,1126.6212383992977,0,0,0,-382.77410778957972]
[null,null,884,3182400,12,18.929294355483869,0,442.8,195,0,15.223412002542691,18.929294355483869,18.929294355483869,18.929294355483869,18.929294355483869,18.929294355483869,18.929294355483869,18.929294355483869,18.929294355483869,24.884526571151401,-213.34706921928858,0,-146.35904673892813,-137.16116602412606,636.45661408826777,-566.28347054450217,-412.0310117701336,0,-83.333502202636154,0,0,0,24.980294016611445,33.078795903353956,0,0,-39.06142529559208,0,-149.95379868048784,0,63.40237230219023,0,0,0,177.13045026701664,0,0,0,59.133405223570307,-146.35904673892813,11.851809889034874,0,177.13045026701664,0,0,0,-686.37757303279648]
[]
[null,null,72,259200,1,15.848387096774188,0,410,0,0,12.142504743833012,15.848387096774188,15.848387096774188,15.848387096774188,15.848387096774188,15.848387096774188,15.848387096774188,15.848387096774188,15.848387096774188,23.805074710588254,-17.862878900790975,0,-195.88957227270251,-99.128544997996372,-149.74115035635805,426.89638872626597,-551.46969358657782,0,-111.53505346054472,0,0,0,24.484372734896422,249.79624175317139,0,0,-21.071384194742123,0,-195.73277355046486,0,-305.96912745780543,0,0,0,-305.96912745780543,0,0,0,-319.39027643153793,-195.88957227270251,-28.624217055592062,0,-305.96912745780543,0,0,0,-480.00045074588706]
[null,null,77,277200,1,11.819354838709678,120.6986764790058,410,0,0,9.6181109002740897,12.348821434686087,12.582481828871487,12.718053615921017,12.565743523033566,12.325149895558951,12.565743523033566,12.718053615921017,12.582481828871487,22.161136822893269,50.693096158943717,0,-254.93087597747001,-114.06915767424525,-507.79348809908652,927.48661790974552,-717.68318461249828,0,-145.15182483173399,0,0,0,23.11204079085741,349.28424746344638,0,0,-35.054611041188849,0,-249.1485929568513,0,-499.95514169904578,0,0,0,-499.95514169904578,0,0,0,-521.88536875390366,-254.93087597747001,-46.772119177371266,0,-499.95514169904578,0,0,0,-340.60603984533168]
[null,null,82,295200,1,23.458064516129028,959.79136945383459,123,0,0,51.810056925996207,34.738896948205102,39.717272870027713,42.605769753202182,39.360645984045959,34.234550369342827,39.360645984045959,42.605769753202182,39.717272870027713,22.52825243241324,-448.99632788047893,0,22.113713590221654,376.065551451516,-332.58199053109757,-514.59360239111902,342.15239472188193,0,12.59104401975485,0,0,0,22.274036741159559,-89.528222406067854,0,0,82.765579217208199,0,410.68899013302371,0,-75.999801677164044,0,0,0,116.10184395554101,0,0,0,-92.189375707123091,22.113713590221654,3.4482535667493646,0,116.10184395554101,0,0,0,-189.55723925859758]
[null,null,88,316800,1,27.135483870967747,964.38512601535876,147.59999999999997,0,0,39.198049757537433,32.68423666945813,35.132972389492807,36.553750090114619,34.9575567503081,32.436161493470777,34.9575567503081,36.553750090114619,35.132972389492807,26.397160851051225,-85.231354001889486,0,18.892647146292664,192.1927026785643,1922.3158711694423,-2218.6325749961889,288.32927399215572,0,10.757042271446116,0,0,0,25.106154370395377,-475.77146952900938,0,0,30.831383109310501,0,376.18880869900522,0,779.54011960578555,0,0,0,1193.4925744727482,0,0,0,786.03150951211046,18.892647146292664,95.679564551019098,0,1193.4925744727482,0,0,0,-491.32219194715179]
[null,null,93,334800,1,18.7741935483871,0,492,195,0,15.068311195445922,18.7741935483871,18.7741935483871,18.7741935483871,18.7741935483871,18.7741935483871,18.7741935483871,18.7741935483871,18.7741935483871,24.908753434993212,1250.5351766946194,0,-151.36209354203089,-46.655706662822297,893.33615141518487,555.21682548428771,-2310.0056970825553,0,-86.18212291366028,0,0,0,25.846675543991918,339.51807193986315,0,0,-119.95457136173302,0,-177.95824824301627,0,-159.65332430638512,0,0,0,-141.14365952836491,0,0,0,-167.89512974182577,-151.36209354203089,-13.918665794203543,0,-141.14365952836491,0,0,0,-677.41927914610483]
[null,null,145,522000,2,14.007468749999999,0,410,0,0,10.301586397058824,14.007468749999999,14.007468749999999,14.007468749999999,14.007468749999999,14.007468749999999,14.007468749999999,14.007468749999999,14.007468749999999,23.043757798251427,40.438568454890628,0,-222.48178127212731,-107.07279819521736,-167.81515543491287,537.80830335714813,-626.33226630325021,0,-126.67605059466391,0,0,0,23.79516742290193,276.12804664277922,0,0,-26.441701800244264,0,-213.86038130859322,0,-338.77561363027968,0,0,0,-338.77561363027968,0,0,0,-353.63579909074463,-222.48178127212731,-31.693350169885381,0,-338.77561363027968,0,0,0,-464.68737485005369]
[null,null,150,540000,2,12.379254464285712,330.35352232723926,328,0,0,14.782440738795511,15.287390466991482,15.991556572541649,16.109552783514005,15.169800763448979,14.12525225681375,15.169800763448979,16.109552783514005,15.991556572541649,21.372420656938889,-4.222274040221123,0,-222.09252341650236,-99.055390683722663,-624.30541983853345,941.23105989853741,-625.23642486627568,0,-126.45441605213388,0,0,0,22.322669784806251,349.33377507776288,0,0,-28.376309526726246,0,-234.15397988529688,0,-528.16917924765585,0,0,0,-528.16917924765585,0,0,0,-551.33699783417114,-222.09252341650236,-49.411616637510967,0,-528.16917924765585,0,0,0,-327.04141015705716]
[null,null,155,558000,2,24.715575892857146,965.2734776861314,123,0,0,52.180853670634917,39.554167264202455,43.147133029245367,43.749201693281961,38.954172780202612,33.62442601351492,38.954172780202612,43.749201693281961,43.14713302924536,22.613996444640637,-746.52066167707926,0,51.09256701587541,345.36052713377444,-43.613900474835873,-1099.3598553518932,790.52503260691765,0,29.090942041667002,0,0,0,21.928657714707999,-248.29447557719513,0,0,92.297856884066249,0,441.38397447881493,0,240.76552627685112,0,0,0,377.15503004159478,0,0,0,50.081491425784179,51.09256701587541,20.699308174971879,0,377.15503004159478,0,0,0,-197.91524762294159]
[null,null,161,579600,2,24.327575892857148,411.43812692805301,246,0,0,26.498327526844076,27.125064661491397,27.8024390242092,27.915945777204737,27.011948949344127,26.007142876695887,27.011948949344127,27.915945777204737,27.8024390242092,25.529439570013071,447.7243699175292,0,-28.945222979139665,69.360674020714939,2054.2402153470375,-1646.9312964710834,-447.85229390194945,0,-16.480749612906337,0,0,0,24.719741553833753,-300.01529095446136,0,0,-9.6249357920306853,0,185.38622161577661,0,798.5781203904221,0,0,0,976.16927865156833,0,0,0,571.56844183531234,-28.945222979139665,72.332851390621542,0,976.16927865156833,0,0,0,-557.71187006846378]
[null,null,166,597600,2,17.298540178571432,0,410,0,0,13.592657825630255,17.298540178571432,17.298540178571432,17.298540178571432,17.298540178571432,17.298540178571432,17.298540178571432,17.298540178571432,17.298540178571432,23.607687870345654,1515.7708138126595,0,-155.45396825926886,-13.200684606012487,827.92379801363063,856.50166866431016,-2372.4536567227474,0,-88.511943026318647,0,0,0,24.734971240794284,409.42842376549999,0,0,-121.14969550423997,0,-171.53980431303316,0,-242.07808261249087,0,0,0,-242.02675395528954,0,0,0,-252.77242623117434,-155.45396825926886,-22.64772847179859,0,-242.02675395528954,0,0,0,-629.94721021792463]
[null,null,217,781200,3,12.138709677419351,0,410,0,0,8.4328273244781755,12.138709677419351,12.138709677419351,12.138709677419351,12.138709677419351,12.138709677419351,12.138709677419351,12.138709677419351,12.138709677419351,21.233322422817814,-8.6814609009925334,0,-223.98407697172675,-93.411399304100399,-340.38398147946214,649.09799685429675,-630.56153966130944,0,-127.53142349289611,0,0,0,22.112031587596018,322.7226881678418,0,0,-34.051735887356287,0,-218.21862661874991,0,-430.80662684811722,0,0,0,-430.80662684811722,0,0,0,-449.70369651602721,-223.98407697172675,-40.303093643290964,0,-430.80662684811722,0,0,0,-522.5616881403721]
[null,null,223,802800,3,12.519354838709679,424.0191220363206,393.6,0,0,17.874878768711785,18.822349313494943,18.988722824098005,18.207789580867495,16.309134008917539,15.032838469483472,16.309134008917539,18.207789580867495,18.988722824098005,19.339269159764363,-229.28454489855403,0,-169.00081197093041,-59.178763936397573,-883.25748875657882,882.15251976535274,-475.77226756995304,0,-96.225206780340173,0,0,0,20.232460145707048,328.87693337421354,0,0,-16.943440723695701,0,-186.36603550756448,0,-568.66387372960116,0,0,0,-568.66387372960116,0,0,0,-593.60796736649024,-169.00081197093041,-53.200001871282431,0,-568.66387372960116,0,0,0,-311.85043784152003]
[null,null,228,820800,3,24.274193548387093,816.16557682784207,123,0,0,45.513282732447806,41.625586131606362,42.08359257750611,39.933776432372824,34.707003929079008,31.193514420953345,34.707003929079008,39.933776432372824,42.08359257750611,21.464940392797303,-873.9360603435756,0,69.036252642269346,288.19448599654527,418.64960947470991,-1649.8164084571001,1068.1570541196713,0,39.3076672731302,0,0,0,20.387369905727873,-393.57270301148992,0,0,85.600374709692943,0,440.40168930308602,0,680.23832206793736,0,0,0,607.9927660518232,0,0,0,245.05373229275662,69.036252642269346,35.99842228217522,0,607.9927660518232,0,0,0,-220.93245904875803]
[null,null,229,824400,3,25.435483870967747,1364.1380021844252,123,0,0,44.912028252161079,41.560873579230822,41.986518517734062,39.988602617028974,35.131139844066404,31.865904083726743,35.131139844066404,39.988602617028974,41.986518517734055,22.360356359736755,-908.48234760429568,0,75.712930386122295,219.8246184998514,1016.7024485507818,-2220.7223450410511,1171.4613349463764,0,43.109215259884579,0,0,0,20.901277645003173,-534.08517012731681,0,0,98.253801738920785,0,426.37250520683097,0,1018.5569035815971,0,0,0,926.59870532531215,0,0,0,471.32812625390665,75.712930386122295,60.107364679048509,0,926.59870532531215,0,0,0,-281.70136779185532]
[null,null,234,842400,3,20.454838709677425,2.424279273847215,246,195,0,16.776628716002534,20.474087237125975,20.474595320243985,20.472210451428385,20.466412203621218,20.462514562615574,20.466412203621218,20.472210451428385,20.474595320243985,23.481694222616188,30.211348059961892,0,-73.615519607071121,-117.11738128112125,1529.8367977986929,-1308.8925488505388,-222.77236578346142,0,-41.914997412267205,0,0,0,22.96112987487362,-191.65129895891923,0,0,12.379143011212484,0,-42.999669352935925,0,688.35371584381789,0,0,0,635.99096013413828,0,0,0,381.5046845309779,-73.615519607071121,44.36438891612891,0,635.99096013413828,0,0,0,-613.09362054512542]
[null,null,239,860400,3,13.264516129032259,0,410,0,0,9.5586337760910816,13.264516129032259,13.264516129032259,13.264516129032259,13.264516129032259,13.264516129032259,13.264516129032259,13.264516129032259,13.264516129032259,21.756572102630468,-21.822120326512447,0,-209.119420481182,-97.542663444251033,-154.90208328978747,439.74204688870805,-588.71445477054942,0,-119.0678272069361,0,0,0,22.526826769094733,282.45854455958192,0,0,-37.145857744416048,0,-206.778453397384,0,-342.49143478723869,0,0,0,-342.49143478723869,0,0,0,-357.51461247414704,-209.119420481182,-32.040975017595628,0,-342.49143478723869,0,0,0,-585.73679756927481]
[null,null,291,1047600,4,7.5866666666666696,0,410,0,0,3.8807843137254929,7.5866666666666696,7.5866666666666696,7.5866666666666696,7.5866666666666696,7.5866666666666696,7.5866666666666696,7.5866666666666696,7.5866666666666696,16.946166517467578,22.46818899502307,0,-230.55598728976972,-102.57299656099453,-371.68309643995281,727.28026928574013,-649.06282754162726,0,-131.27331929754058,0,0,0,17.805108984128228,315.51843908673141,0,0,-32.349518757413364,0,-224.59410940131903,0,-430.59100976152882,0,0,0,-430.59100976152882,0,0,0,-449.4786215175755,-230.55598728976972,-40.282922097427246,0,-430.59100976152882,0,0,0,-418.22405533771445]
[null,null,296,1065600,4,12.550000000000004,480.09226597326426,196.8,0,0,18.489324618736386,22.080514794335222,20.938703622829763,18.791059963533201,16.329582720052763,15.562233503010667,16.329582720052763,18.791059963533201,20.93870362282976,15.661284543631041,-290.82106718723435,0,-77.971476004250164,0.99806554340916875,-943.75402370222105,729.90636697582772,-219.50584444942919,0,-44.395179608769304,0,0,0,16.396957091869222,270.91090944683697,0,0,-12.290367952790042,0,-103.77188307503143,0,-520.68301924307752,0,0,0,-520.68301924307752,0,0,0,-543.52246199148965,-77.971476004250164,-48.711266668661601,0,-520.68301924307752,0,0,0,-253.64825270749208]
[null,null,301,1083600,4,21.54666666666667,1094.0018877598875,123,0,0,36.262679738562092,39.749505382481701,37.568699303550531,33.466800088992414,28.765493367097893,27.299892154787038,28.765493367097893,33.466800088992414,37.568699303550531,18.352152782976045,-970.53967584626571,0,78.634436432059871,134.24282400921791,811.99765877202753,-1995.414595059571,1216.6640678900646,0,44.772654151697203,0,0,0,17.020953820601527,-487.18383012442672,0,0,89.937084609714276,0,322.65245636434349,0,1066.7305538777923,0,0,0,730.10939706506144,0,0,0,417.22481824472544,78.634436432059871,44.738553953804882,0,730.10939706506144,0,0,0,-226.67110764410623]
[null,null,307,1105200,4,14.659999999999997,0,368.99999999999994,195,0,10.954117647058819,14.659999999999997,14.659999999999997,14.659999999999997,14.659999999999997,14.659999999999997,14.659999999999997,14.659999999999997,14.659999999999997,18.981292245206088,-225.68803704857783,0,-105.85742633044613,-116.45678009019097,605.78962232920549,-609.16345295714621,-298.0105667954935,0,-60.272803539156435,0,0,0,18.955913868590354,-11.355697959459023,0,0,-33.377105342686853,0,-112.06516701647486,0,237.71337202534676,0,0,0,160.44855015497299,0,0,0,88.319076043538914,-105.85742633044613,9.6014746137186258,0,160.44855015497299,0,0,0,-567.93606491817854]
[null,null,312,1123200,5,7.9258064516129032,0,410,0,0,4.2199240986717266,7.9258064516129032,7.9258064516129032,7.9258064516129032,7.9258064516129032,7.9258064516129032,7.9258064516129032,7.9258064516129032,7.9258064516129032,17.535233424043973,-358.37287529144618,0,-192.40140755473831,-101.92077398586447,-167.73802590665218,103.6873321558088,-541.64978788216752,0,-176.69189040086306,0,0,0,18.275227253941225,248.71941677316195,0,0,-417.9951368013148,0,-198.10855973779383,0,-309.15595360625156,0,0,0,-309.15595360625156,0,0,0,-322.7168907633444,-192.40140755473831,-28.922353028163801,0,-309.15595360625156,0,0,0,-799.30004429087489]
[null,null,364,1310400,5,5.6290322580645169,0,410,0,0,1.9231499051233403,5.6290322580645169,5.6290322580645169,5.6290322580645169,5.6290322580645169,5.6290322580645169,5.6290322580645169,5.6290322580645169,5.6290322580645169,12.571490991345563,-158.15486029053352,0,-171.2238248336204,-390.45174794647841,-351.00441430738215,754.52512679694746,-422.27799756408757,0,-157.24345094986577,0,0,0,13.374808791441627,294.93856392919389,0,0,-32.737744875292975,0,-504.51396216868636,0,-403.36700246023941,0,0,0,-403.36700246023941,0,0,0,-421.06044975698785,-171.2238248336204,-37.73604457226714,0,-403.36700246023941,0,0,0,-316.2630067176579]
[null,null,369,1328400,5,11.09677419354839,502.77310336780482,123,0,0,18.221853257432006,24.977131925548981,22.416080761245908,18.355535250428851,15.126914224933275,14.668693751499539,15.126914224933275,18.355535250428851,22.416080761245908,11.751523359970021,-309.63829757661381,0,-16.965719530614127,40.628625115424839,-815.0242281532411,481.7230249918166,-41.841432274878947,0,-15.580473625288862,0,0,0,12.218855058223594,172.74816050512689,0,0,4.903127984814871,0,-26.178636124100645,0,-382.25417973508951,0,0,0,-383.68370174091302,0,0,0,-401.34461080996755,-16.965719530614127,-35.959828039870878,0,-383.68370174091302,0,0,0,-145.4471825629125]
[null,null,374,1346400,5,16.470967741935482,626.4260201271677,123,0,0,23.368026565464895,30.059107416420275,27.551973118734104,23.576912776565827,20.416262720028055,19.967688993403449,20.416262720028055,23.576912776565827,27.551973118734104,14.379704207897158,76.203222766090903,0,51.692536639091081,379.75070104625843,1352.9231948069303,-1708.1632097261888,127.48588511075874,0,47.471856544388068,0,0,0,13.255205754478865,-412.5760175543578,0,0,55.965429778159553,0,539.30709635212338,0,1269.1721114590516,0,0,0,723.34408299402139,0,0,0,437.83041420537631,51.692536639091081,42.772643580151836,0,723.34408299402139,0,0,0,-210.28684563031362]
[null,null,380,1368000,5,10.412903225806453,0,442.8,195,0,6.707020872865276,10.412903225806453,10.412903225806453,10.412903225806453,10.412903225806453,10.412903225806453,10.412903225806453,10.412903225806453,10.412903225806453,14.362970303999241,-401.28765607481864,0,-96.724651744918916,-256.30255891822031,222.96394446050823,-271.22438987218766,-238.54561299291851,0,-88.827112973758332,0,0,0,14.536420421431771,62.338913273903302,0,0,-29.751468767592129,0,-280.41101861064163,0,-11.41535157913092,0,0,0,-13.635979383188573,0,0,0,-15.524772544687188,-96.724651744918916,-1.3769763168333193,0,-13.635979383188573,0,0,0,-497.54870535206129]
[]
[null,null,432,1555200,6,5.4766666666666675,0,410,0,0,1.7707843137254908,5.4766666666666675,5.4766666666666675,5.4766666666666675,5.4766666666666675,5.4766666666666675,5.4766666666666675,5.4766666666666675,5.4766666666666675,10.490932444089339,-228.67219083100224,0,-123.87788831341472,-352.92296842968864,-184.88983442204915,433.01850033415019,-305.51184492162457,0,-113.76329592982326,0,0,0,11.073269634465937,213.77961340000172,0,0,-24.167718282448348,0,-435.59841017295867,0,-275.56688653238547,0,0,0,-275.56688653238547,0,0,0,-287.6544597692926,-123.87788831341472,-25.780007411121861,0,-275.56688653238547,0,0,0,-343.11829970471126]
[null,null,437,1573200,6,4.0500000000000007,0,410,0,0,0.34411764705882408,4.0500000000000007,4.0500000000000007,4.0500000000000007,4.0500000000000007,4.0500000000000007,4.0500000000000007,4.0500000000000007,4.0500000000000007,9.5829732179373401,-164.18544188993133,0,-136.05710542326034,-315.37981457338248,-229.8862455331614,517.13772363987289,-335.5486427681941,0,-124.94808361974141,0,0,0,10.116643090981775,196.12627845117277,0,0,-18.55588982669407,0,-391.22814477910151,0,-267.37696305680004,0,0,0,-267.37696305680004,0,0,0,-279.10529030061446,-136.05710542326034,-25.013818517550639,0,-267.37696305680004,0,0,0,-194.90782523014263]
[null,null,442,1591200,6,10.686666666666667,518.53936108044365,123,0,0,16.640098039215687,24.28660526913545,21.543569236078866,17.230687850942694,14.335272069453369,14.092533654478114,14.335272069453369,17.230687850942694,21.543569236078866,9.4037115796563704,-321.47088093719128,0,30.965206630362779,155.93512627274518,-537.17775123356216,28.806537393262943,76.367441638065173,0,28.436906807012573,0,0,0,9.5058335584595604,38.822040077930374,0,0,22.643693436960508,0,140.9213966576003,0,-146.50603506320596,0,0,0,-175.21213434839825,0,0,0,-196.22491193860529,30.965206630362779,-17.493571590631394,0,-175.21213434839825,0,0,0,-112.13867940197463]
[null,null,448,1612800,6,13,65.364216216073757,147.59999999999997,195,0,10.067701525054467,14.089176057801822,13.869494979804118,13.524089953933139,13.292205263953196,13.272765112226937,13.292205263953196,13.524089953933139,13.869494979804118,11.580648086568633,-208.47594601101423,0,35.083902538392593,-41.372571143831337,978.08986069173352,-1180.277138097309,86.525109020558588,0,32.219312430885388,0,0,0,10.911091438512857,-246.72411640237752,0,0,12.737387013285534,0,54.043567878358388,0,854.62008655459726,0,0,0,454.79912218099349,0,0,0,289.12618616206169,35.083902538392593,27.19869244089956,0,454.79912218099349,0,0,0,-284.53379217471161]
[null,null,453,1630800,6,6.7633333333333336,0,492,195,0,3.057450980392157,6.7633333333333336,6.7633333333333336,6.7633333333333336,6.7633333333333336,6.7633333333333336,6.7633333333333336,6.7633333333333336,6.7633333333333336,11.066739334551626,-406.6814133426293,0,-105.75082812079935,-307.98677844160272,130.8420959233851,-123.78590270361232,-260.80627496195689,0,-97.116304758866193,0,0,0,11.249478040213312,66.848090816182548,0,0,-11.57590224726988,0,-333.83908189572657,0,-40.571099540303315,0,0,0,-40.571099540303315,0,0,0,-42.350726051914791,-105.75082812079935,-3.7955331280467974,0,-40.571099540303315,0,0,0,-366.48099635457083]
[null,null,504,1814400,7,4.6645161290322577,0,410,0,0,0.95863377609108102,4.6645161290322577,4.6645161290322577,4.6645161290322577,4.6645161290322577,4.6645161290322577,4.6645161290322577,4.6645161290322577,4.6645161290322577,10.231102529497756,-144.84396216516052,0,-136.54350439504242,-287.22698781531039,-17.102487834133285,296.02901787932558,-336.74821639073724,0,-125.39476826153,0,0,0,10.700681304084366,172.06338052419238,0,0,-24.923566293235385,0,-353.76942264543089,0,-189.96016862905881,0,0,0,-189.96016862905881,0,0,0,-198.29265545029062,-136.54350439504242,-17.771273670429061,0,-189.96016862905881,0,0,0,-328.65506419935673]
[null,null,510,1836000,7,4.161290322580645,0.36444837805903485,328,0,0,0.4605734767025087,4.1684747304819316,4.1670469516069524,4.1648051073719081,4.1631623023050901,4.1629810067541753,4.1631623023050901,4.1648051073719081,4.1670469516069524,8.8424377331998265,-194.23547225471793,0,-115.82455739403214,-347.62611154371848,-424.30070156900024,693.51589825203291,-285.65044737567933,0,-106.36751706180955,0,0,0,9.4847180470070036,236.13792937001344,0,0,-20.695084519763,0,-438.94823207949639,0,-357.57843546341189,0,0,0,-357.57843546341189,0,0,0,-373.26339522396961,-115.82455739403214,-33.452403633484984,0,-357.57843546341189,0,0,0,-163.79380473690256]
[null,null,515,1854000,7,10.706451612903226,544.02203342994119,123,0,0,19.554227282310773,28.166615501001296,24.696704897980013,19.248382879897605,15.255897194654617,14.815297207202132,15.255897194654617,19.248382879897605,24.696704897980009,9.2652951752763943,-194.27554688846897,0,35.271147316558476,300.24700823479105,-169.28771198134984,-360.50599045846866,86.98689843599216,0,32.391268729138595,0,0,0,9.0319835483549333,-83.778400510430089,0,0,45.902427540142874,0,332.64680614154668,0,203.09932564711872,0,0,0,31.328014377353348,0,0,0,-56.427418640811723,35.271147316558476,-4.2631946909953413,0,31.328014377353348,0,0,0,-56.34462235423198]
[null,null,521,1875600,7,12.161290322580648,0.19879002439583715,246,195,0,8.4576217583807747,12.164369354538342,12.163757449306209,12.16279665891976,12.16209259960541,12.16201490151216,12.16209259960541,12.16279665891976,12.163757449306209,11.483811627631196,-238.13033803451117,0,17.203133840758543,-132.07822416921408,1118.0388385307458,-1241.2940862368014,42.426951489732723,0,15.798503128299116,0,0,0,10.802535612567183,-251.48269190357806,0,0,4.9517227555334227,0,-34.82179118553077,0,825.78008165993606,0,0,0,508.09945301205983,0,0,0,365.54710061928023,17.203133840758543,34.229150164472983,0,508.09945301205983,0,0,0,-328.2745112879378]
[null,null,526,1893600,7,6.8967741935483859,0,410,0,0,3.1908918406072093,6.8967741935483859,6.8967741935483859,6.8967741935483859,6.8967741935483859,6.8967741935483859,6.8967741935483859,6.8967741935483859,6.8967741935483859,10.625348574544084,-255.53282215700523,0,-91.673439533727802,-269.88897409966313,27.851938062624299,78.177653413761391,-226.08814231157075,0,-84.188330722867761,0,0,0,10.959319148721089,121.67539133306607,0,0,-29.517237191711047,0,-316.94475536784279,0,-124.67635989310118,0,0,0,-124.67635989310118,0,0,0,-130.14521230161338,-91.673439533727802,-11.663801563683545,0,-124.67635989310118,0,0,0,-363.57049726710875]
[null,null,577,2077200,8,6.0096774193548379,0,410,0,0,2.3037950664136613,6.0096774193548379,6.0096774193548379,6.0096774193548379,6.0096774193548379,6.0096774193548379,6.0096774193548379,6.0096774193548379,6.0096774193548379,11.457087414508782,-203.1779209117401,0,-134.22527295300355,-332.51887203336571,-210.19951391087375,473.76573798550294,-331.0309154708126,0,-123.26581972063103,0,0,0,12.065477441374524,223.41415780254653,0,0,-24.060498300637207,0,-418.92030149738787,0,-292.08935402660484,0,0,0,-292.08935402660484,0,0,0,-304.90167521274469,-134.22527295300355,-27.325727725383693,0,-292.08935402660484,0,0,0,-337.34972228899073]
[null,null,583,2098800,8,6.6354838709677413,190.54023838340996,393.6,0,0,5.6654754374868217,9.6841606340108761,9.2195456037269885,8.4357652217379471,7.6710188232859364,7.4942130594131964,7.6710188232859364,8.4357652217379471,9.2195456037269885,10.1793592724476,-342.80782184726206,0,-88.005343078200838,-321.36845652258711,-538.03499568825828,604.60097344178416,-217.04175856434992,0,-80.819733241503855,0,0,0,10.758249885854374,213.45403721357596,0,0,-6.5660716775082051,0,-403.91798749912994,0,-360.56928448172999,0,0,0,-360.56928448172999,0,0,0,-376.38543600848431,-88.005343078200838,-33.732205429803955,0,-360.56928448172999,0,0,0,-170.35380715433209]
[null,null,588,2116800,8,13.890322580645163,736.0200653255871,123,0,0,25.161458992199027,30.579720714892893,28.036274550458149,23.745618681854086,19.559160717462444,18.591271362489788,19.559160717462444,23.745618681854086,28.036274550458145,11.771388802694995,-27.008109204778975,0,52.333254189748956,567.54224169411623,581.53315884781478,-1228.4167639364589,129.06604444056509,0,48.060259699424968,0,0,0,10.920933585974328,-310.34331476798798,0,0,73.006599228373403,0,687.56196776830461,0,785.13518133025968,0,0,0,463.64714215730231,0,0,0,230.87950868847554,52.333254189748956,24.951317804940885,0,463.64714215730231,0,0,0,-101.70096813795543]
[null,null,589,2120400,8,14.574193548387095,890.92480180794178,123,0,0,25.119945182374021,30.455270911745714,28.035011955610109,23.952166232790326,19.96847177741509,19.047460390314829,19.96847177741509,23.952166232790326,28.035011955610109,12.326954309204721,-7.9896090066772558,0,55.350033164703014,477.66273799602453,967.50254190902797,-1508.5049220764326,136.50612695171631,0,50.830719576931642,0,0,0,11.301911363469822,-375.71927418424565,0,0,59.879421767710419,0,622.9654470364884,0,998.08933630777017,0,0,0,625.62536102347917,0,0,0,359.82981357711861,55.350033164703014,37.18343691252506,0,625.62536102347917,0,0,0,-144.43867394146582]
[null,null,594,2138400,8,11.167741935483871,0,246,195,0,7.4618595825426945,11.167741935483871,11.167741935483871,11.167741935483871,11.167741935483871,11.167741935483871,11.167741935483871,11.167741935483871,11.167741935483871,13.27894879793849,-165.2383698478211,0,-51.636737859905736,-259.49206720906585,1054.095766941185,-908.20533172003456,-127.3482722711682,0,-47.42061371876833,0,0,0,12.946850339708174,-124.09819915225833,0,0,-23.071352751751853,0,-211.4993083520271,0,585.66405170298833,0,0,0,381.11337074040676,0,0,0,236.78938895387705,-51.636737859905736,23.931605506497455,0,381.11337074040676,0,0,0,-457.66106489885431]
[null,null,599,2156400,8,6.6129032258064511,0,410,0,0,2.9070208728652744,6.6129032258064511,6.6129032258064511,6.6129032258064511,6.6129032258064511,6.6129032258064511,6.6129032258064511,6.6129032258064511,6.6129032258064511,12.034888310795509,-183.59532476650708,0,-133.45180512629713,-323.57581256337846,-42.605287807339664,316.03758073050818,-329.12336291287141,0,-122.5555053097236,0,0,0,12.577849544503774,199.1093944313146,0,0,-26.164798557787492,0,-400.57780951733025,0,-225.33350780439304,0,0,0,-225.33350780439304,0,0,0,-235.21762455219647,-133.45180512629713,-21.080542638016251,0,-225.33350780439304,0,0,0,-406.83830904128416]
[null,null,651,2343600,9,6.3099999999999987,0,410,0,0,2.6041176470588221,6.3099999999999987,6.3099999999999987,6.3099999999999987,6.3099999999999987,6.3099999999999987,6.3099999999999987,6.3099999999999987,6.3099999999999987,13.430335033433813,-126.89268524837291,0,-175.30102708849708,-369.74662826581044,-254.075109921077,672.23008002701158,-432.33333189344336,0,-160.98775086490599,0,0,0,14.192228005840036,279.76499736846228,0,0,-30.448770638259987,0,-477.94073702053333,0,-363.55222581257141,0,0,0,-363.55222581257141,0,0,0,-379.49922223963893,-175.30102708849708,-34.011267441149784,0,-363.55222581257141,0,0,0,-343.46971644589689]
[null,null,656,2361600,9,9.6733333333333356,548.83827396544234,196.8,0,0,17.642886710239654,18.929539609020324,18.506290614294301,17.016207737224029,14.591194263530051,13.39275725177211,14.591194263530051,17.016207737224029,18.506290614294301,12.447713126684247,-256.58686902162242,0,-69.048963262167206,-12.321228245409856,-742.34991691582763,567.13323940178225,-170.2908924535306,0,-63.411136145358235,0,0,0,13.007612605064619,206.53547364008358,0,0,-1.8419659983538921,0,-92.195128507825032,0,-402.45592982275429,0,0,0,-402.4746072441111,0,0,0,-420.16583283316396,-69.048963262167206,-37.654773258933396,0,-402.4746072441111,0,0,0,-182.70337530660501]
[null,null,661,2379600,9,17.146666666666668,942.95146435940558,123,0,0,33.148681917211334,32.770954247783344,32.056518569163259,29.541289035850415,25.4479157063688,23.424978450881756,25.4479157063688,29.541289035850415,32.056518569163259,14.997624030191252,53.374650392027888,0,52.989060331685529,719.34277549875901,1014.382604758039,-1733.3397901964556,130.68341576535767,0,48.662519466793377,0,0,0,13.843720751986481,-422.51864944065289,0,0,74.210830193988812,0,882.74430584915274,0,941.43590010793878,0,0,0,751.71844150067545,0,0,0,409.6470897230023,52.989060331685529,47.830178360438069,0,751.71844150067545,0,0,0,-199.36623996826907]
[null,null,667,2401200,9,12.360000000000003,0,368.99999999999994,195,0,8.6541176470588255,12.360000000000003,12.360000000000003,12.360000000000003,12.360000000000003,12.360000000000003,12.360000000000003,12.360000000000003,12.360000000000003,15.922370529597575,-258.53624806110275,0,-87.362903077930184,-297.16421481428404,840.86179623180578,-714.87092640069432,-215.457351270955,0,-80.229748274347855,0,0,0,15.827559176195049,-36.75822468606458,0,0,-29.030716390976377,0,-282.94862888779767,0,320.71527545024168,0,0,0,259.21495885282451,0,0,0,149.00769474502195,-87.362903077930184,16.958064404581879,0,259.21495885282451,0,0,0,-581.41848709082217]
[null,null,672,2419200,10,9.3870967741935463,0,410,0,0,5.6812144212523696,9.3870967741935463,9.3870967741935463,9.3870967741935463,9.3870967741935463,9.3870967741935463,9.3870967741935463,9.3870967741935463,9.3870967741935463,14.478663578452144,110.20012161848979,0,-151.731408965311,-344.22363122115542,-113.17862925311897,719.33379105807524,-374.20514118119524,0,-86.392402690176439,0,0,0,15.102940494167441,248.98656517327402,0,0,308.58914292039213,0,-440.51473183851556,0,-296.25764534207406,0,0,0,-296.25764534207406,0,0,0,-309.25280608191531,-151.731408965311,-27.715682347133505,0,-296.25764534207406,0,0,0,-184.6234800436732]
[null,null,724,2606400,10,8.0290322580645164,0,410,0,0,4.3231499051233397,8.0290322580645164,8.0290322580645164,8.0290322580645164,8.0290322580645164,8.0290322580645164,8.0290322580645164,8.0290322580645164,8.0290322580645164,16.344895498978286,-36.707321239098974,0,-204.92753521053163,-96.963769646389991,-441.45810746883171,706.64209108665432,-576.91343004557064,0,-116.68106336678854,0,0,0,17.143392697295681,293.50913922246298,0,0,-26.792675428995167,0,-210.47317943047503,0,-423.68559779096904,0,0,0,-423.68559779096904,0,0,0,-442.27030786686277,-204.92753521053163,-39.636902635444606,0,-423.68559779096904,0,0,0,-358.95644974353172]
[null,null,729,2624400,10,15.025806451612901,841.54443660904406,123,0,0,33.13828800337339,26.997130481100058,28.701994528119698,28.386576639664575,24.926793033671473,21.658189326960201,24.926793033671473,28.386576639664575,28.701994528119698,15.891581605631957,-262.27924484690323,0,-22.207657700914826,198.92767279822243,-619.95966414584836,180.96040420163754,-62.519153242878978,0,-12.644533653158508,0,0,0,16.188989031715657,110.8863969373969,0,0,23.591622251505168,0,156.04434213672727,0,-262.67013829890152,0,0,0,-249.34049321057765,0,0,0,-327.65780485475932,-22.207657700914826,-26.431603752514658,0,-249.34049321057765,0,0,0,-221.61780200831694]
[null,null,734,2642400,10,21.28709677419355,1319.4054618641567,123,0,0,39.746036263967952,33.448515728152046,35.180451634679784,34.860025165758941,31.345302999782966,28.024796514964315,31.345302999782966,34.860025165758941,35.180451634679784,19.030689832536641,-662.19256418800251,0,55.688494122748544,222.36429583852578,1162.206975875094,-2102.4523300243709,861.63509104048569,0,31.707758085617765,0,0,0,17.697832571529858,-489.51786137671348,0,0,62.855550388818102,0,411.67657303314945,0,855.78016498242084,0,0,0,944.677264641889,0,0,0,536.74820553094844,55.688494122748544,67.66844052446217,0,944.677264641889,0,0,0,-325.23503391157737]
[null,null,740,2664000,10,13.116129032258067,0,442.8,195,0,9.4102466793168915,13.116129032258067,13.116129032258067,13.116129032258067,13.116129032258067,13.116129032258067,13.116129032258067,13.116129032258067,13.116129032258067,18.994890029307449,-265.69826429653341,0,-144.75352436949706,-130.86398965789121,337.61496236489586,-327.695712634041,-407.51113396936961,0,-82.419354393597601,0,0,0,19.217276130734959,79.864658765717692,0,0,-39.194093893782878,0,-161.75021794747414,0,3.4286635773897887,0,0,0,18.976756413942134,0,0,0,-58.785034414477323,-144.75352436949706,-1.8466069592293848,0,18.976756413942134,0,0,0,-617.64805984237046]
[]
[null,null,796,2865600,11,9.5367333333333342,0,410,0,0,5.8308509803921575,9.5367333333333342,9.5367333333333342,9.5367333333333342,9.5367333333333342,9.5367333333333342,9.5367333333333342,9.5367333333333342,9.5367333333333342,19.438151188832844,34.17873996455728,0,-244.0452801598671,-106.1851695538212,-451.50800577591895,835.91719545416458,-687.03797915110806,0,-138.95381491533064,0,0,0,20.379026659893999,345.5671781292628,0,0,-36.24587597261862,0,-239.82709475627297,0,-482.3367330154386,0,0,0,-482.3367330154386,0,0,0,-503.49413932989228,-244.0452801598671,-45.123870680786432,0,-482.3367330154386,0,0,0,-418.68046971170901]
[null,null,797,2869200,11,9.6260000000000012,80.591684668121218,410,0,0,6.9091154684095875,10.007844779967396,10.149810038346965,10.219380818958507,10.108460320086797,9.9493674476035583,10.108460320086797,10.219380818958507,10.149810038346965,19.131844341143509,-3.6404884531374364,0,-234.47938470488856,-108.0279955844091,-523.50255197228694,862.36944380844716,-660.10800337835803,0,-133.50721227798499,0,0,0,20.067977646118564,344.06768601613089,0,0,-31.300744604801707,0,-241.09001903256325,0,-498.11814159423625,0,0,0,-498.11814159423625,0,0,0,-519.9677897610336,-234.47938470488856,-46.60026298335552,0,-498.11814159423625,0,0,0,-386.78424570483656]
[null,null,802,2887200,11,19.898533333333329,1002.4318296867417,123,0,0,45.916725054466227,31.374779569192242,35.641508741816779,37.732440583773979,34.398753639658239,29.617258449011267,34.398753639658239,37.732440583773979,35.641508741816772,19.427139069909554,-208.30700395977271,0,10.918779392436706,337.49777322086811,-148.28505310119823,-408.4385034718793,30.738624093292781,0,6.2169038868692645,0,0,0,19.295968911794663,-45.659339688603104,0,0,56.045063935639448,0,355.15570616603662,0,-53.236697843947567,0,0,0,103.9449199822632,0,0,0,-100.92938392694454,10.918779392436706,2.0137734405527286,0,103.9449199822632,0,0,0,-242.6701533743788]
[null,null,808,2908800,11,22.325900000000001,851.72269398491903,147.59999999999997,0,0,31.810976252723311,27.418832034430196,29.312322400434962,30.240236767280802,28.760812164365063,26.638878778792559,28.760812164365063,30.240236767280802,29.312322400434958,22.933789791134785,321.34650134458843,0,-14.441079636689784,173.40823486455102,1992.2561790888876,-1829.8768329721606,-223.43827326440868,0,-8.2224212887856218,0,0,0,21.979794046318769,-352.20594663933872,0,0,13.300198792872411,0,309.61758504486943,0,719.91606012857983,0,0,0,1054.4668622685567,0,0,0,654.95428332932977,-14.441079636689784,82.236753679646966,0,1054.4668622685567,0,0,0,-551.17681087121241]
[null,null,813,2926800,11,15.036933333333332,0,492,195,0,11.331050980392156,15.036933333333332,15.036933333333332,15.036933333333332,15.036933333333332,15.036933333333332,15.036933333333332,15.036933333333332,15.036933333333332,22.030241400395376,-314.47414043160836,0,-172.11940212697243,-113.50498360120093,53.278771082497087,-82.128525785932084,-484.55174438345296,0,-98.00086086820275,0,0,0,22.480175775293169,163.4739591075045,0,0,-47.372786575759619,0,-176.72561333190325,0,-170.41747086848011,0,0,0,-154.52524667520311,0,0,0,-182.47870700455979,-172.11940212697243,-15.235836843144659,0,-154.52524667520311,0,0,0,-675.62831509456601]
[null,null,864,3110400,12,14.779939516774194,0,410,0,0,11.074057163833018,14.779939516774194,14.779939516774194,14.779939516774194,14.779939516774194,14.779939516774194,14.779939516774194,14.779939516774194,14.779939516774194,22.83380248172578,50.110119530260988,0,-198.08213227434294,-80.141033874539346,-155.08232758251529,483.41561326165856,-599.42829258994027,0,-112.78344710478616,0,0,0,23.612445427476558,290.00324049801492,0,0,37.901620333549474,0,-192.29460003471169,0,-350.68318766760717,0,0,0,-350.68318766760717,0,0,0,-366.0656915933323,-198.08213227434294,-32.807335056798522,0,-350.68318766760717,0,0,0,-569.4545996705715]
[null,null,870,3132000,12,12.386552419903225,401.62211262105637,328,0,0,17.174239537761121,15.156807560844889,16.517020723115849,17.429750018906525,16.421572260308402,15.02182728854396,16.421579428450514,17.429750018906525,16.517020723115849,21.063033971641346,-25.595354571076996,0,-214.30408856771453,-78.2010847130976,-610.7026722222945,877.61249093202969,-603.31036862066424,0,-122.01985893326791,0,0,0,21.967869869267215,332.4473012993073,0,0,-29.512791090803361,0,-206.76913221840758,0,-506.64423466784859,0,0,0,-506.64423466784859,0,0,0,-528.86787470191575,-214.30408856771453,-47.397901427478999,0,-506.64423466784859,0,0,0,-329.35285299537014]
[null,null,875,3150000,12,23.811068549032264,1002.0011179672174,123,0,0,53.661426971971331,34.755742497912436,40.129648078670769,43.735642486328217,39.752552016683424,34.222464877367145,39.752580336449739,43.735642486328217,40.129648078670769,22.38702232900463,-490.3594863835774,0,34.581492182843739,384.8400016836701,214.78739115369262,-1124.5683714037839,535.05894951303048,0,19.689912712604205,0,0,0,21.697061977444239,-250.33431733948549,0,0,87.002953708589629,0,481.65232134493175,0,169.27646874818257,0,0,0,487.35885647320487,0,0,0,156.98355504804954,34.581492182843739,32.394697906946874,0,487.35885647320487,0,0,0,-215.71802356336823]
[null,null,881,3171600,12,23.982681452258063,538.67989620698791,246,0,0,28.132428447830485,26.544866604551242,27.802916058847984,28.64709153394265,27.714636596570255,26.420024511694635,27.714643226323236,28.64709153394265,27.802916058847984,25.324602426696153,480.13682732181087,0,-32.491563448039663,108.62826966857612,2023.9297875047077,-1619.9296664034332,-502.72271984749472,0,-18.499954970287035,0,0,0,24.550542050925554,-286.41348247970456,0,0,-1.2515326304439895,0,219.39356112287209,0,604.13145781158755,0,0,0,1008.2314919849388,0,0,0,605.58090596126078,-32.491563448039663,77.55435358241904,0,1008.2314919849388,0,0,0,-580.09223642432835]
[null,null,886,3189600,12,16.615584678064518,0,410,0,0,12.909702325123341,16.615584678064518,16.615584678064518,16.615584678064518,16.615584678064518,16.615584678064518,16.615584678064518,16.615584678064518,16.615584678064518,23.35050218957765,1651.5826023425052,0,-166.08569163425696,-17.046715723045764,910.39884580617991,924.31616389362796,-2534.7092188077722,0,-94.565403765700054,0,0,0,24.546690847739889,434.4506394994612,0,0,-128.62471406483911,0,-185.0627298088109,0,-249.39421094328091,0,0,0,-248.91042373126453,0,0,0,-260.36372601110469,-166.08569163425696,-23.306300187001675,0,-248.91042373126453,0,0,0,-652.97702956457522]
[null,null,73,262800,1,14.883870967741936,0,410,0,0,11.177988614800761,14.883870967741936,14.883870967741936,14.883870967741936,14.883870967741936,14.883870967741936,14.883870967741936,14.883870967741936,14.883870967741936,24.003480617463229,47.189744090573015,0,-224.50868207466348,-43.369870857810568,-223.5660480507197,538.63434507376678,-632.03841161530875,0,-127.83012167025632,0,0,0,24.753827912564386,275.70386778497993,0,0,-26.974921410012112,0,-149.99341038494842,0,-351.79231136193232,0,0,0,-351.79231136193232,0,0,0,-351.79231136193232,0,0,0,-367.22346632135975,-224.50868207466348,-32.911096497149202,0,-462.32133211977219]
[null,null,79,284400,1,15.174193548387096,592.39427269959469,393.6,0,0,26.295530255112794,20.391737595936863,22.694306649574543,24.030277182770327,22.52936168674897,20.158470192463813,22.52936168674897,24.030277182770327,22.694306649574543,22.082979828983415,-230.45418889195321,0,-171.28945835031405,32.762213072782941,-940.14302019350112,848.21607657907907,-482.21528086016377,0,-97.52830981597026,0,0,0,22.948021973488476,318.76819340333765,0,0,-10.539549384864415,0,-90.51568412321258,0,-571.49559068143458,0,0,0,-571.49559068143458,0,0,0,-571.49559068143458,0,0,0,-596.56389585357829,-171.28945835031405,-53.46491644401317,0,-309.08663179149107]
[null,null,84,302400,1,26.877419354838707,1924.4379406334974,123,0,0,56.430761121652964,38.580994120534001,43.745931651838632,46.742673198728951,43.375940390229545,38.057747460406901,43.375940390229545,46.742673198728951,43.745931651838632,24.477242826943066,-151.54547082393924,0,58.90635815457771,441.86695958900407,928.17012220856827,-1580.4889107760894,165.8335913694423,0,33.53993645353615,0,0,0,23.462595068297205,-370.67356528042495,0,0,89.013131142868531,0,585.21833096028251,0,444.14144527875106,0,0,0,810.4446453048555,0,0,0,420.65768364450696,0,0,0,845.9943048733694,58.90635815457771,63.236742153567235,0,-234.74134280082291]
[null,null,89,320400,1,25.28387096774194,389.0320777426532,246,0,0,29.410742146320896,28.040135402754981,29.256510220842728,29.962261438909053,29.169374984297065,27.916907569471512,29.169374984297065,29.962261438909053,29.256510220842728,26.478887096774191,1393.1651172946567,0,-28.696443279569696,142.19743899970882,2708.3831318221623,-1428.7190102476447,-444.00307293692373,0,-16.339100127589138,-1014.9610729099555,0,0,25.88130567302596,-221.04176880949584,0,-1111.4804757882027,3.907985046680551E-14,0,227.68138945407281,0,704.34518834523158,0,0,0,1087.8298042098029,0,0,0,679.75992316403324,0,0,0,1135.5467944227435,-28.696443279569696,88.596673397963585,0,-626.21661822708484]
[null,null,90,324000,1,22.899999999999991,106.15387302737705,246,0,0,20.503204722749306,23.360654115381134,23.563946680013256,23.681898789000929,23.54938377929895,23.340059063683469,23.54938377929895,23.681898789000929,23.563946680013256,26.478887096774191,785.06533163404583,0,-87.240193279570036,-3.834779032705562,2104.7404942634075,-1228.6001903170861,-264.00281288552441,0,-49.672575770389976,-582.30105352633075,0,0,26.068502483689027,-151.71916591769542,0,-682.14002157849768,-4.9737991503207013E-14,0,54.839894682303822,0,528.95838638976818,0,0,0,820.3601475302421,0,0,0,510.27656898294742,0,0,0,856.34474455019767,-87.240193279570036,66.737222230141057,0,-677.77672278842658]
[null,null,95,342000,1,16.64193548387097,0,410,0,0,12.936053130929793,16.64193548387097,16.64193548387097,16.64193548387097,16.64193548387097,16.64193548387097,16.64193548387097,16.64193548387097,16.64193548387097,24.532858350373083,27.891207006643981,0,-193.92561457708101,-70.296011499400805,-127.71965911194116,419.83249219506695,-586.85000358536308,0,-110.41682075405615,0,0,0,25.32172340942142,293.56086481036442,0,0,34.185247477589172,0,-183.82542522942424,0,-347.91191629666008,0,0,0,-347.91191629666008,0,0,0,-347.91191629666008,0,0,0,-363.17286009563259,-193.92561457708101,-32.548075327227018,0,-645.9538407806632]
[null,null,147,529200,2,12.424290178571429,0,410,0,0,8.7184078256302513,12.424290178571429,12.424290178571429,12.424290178571429,12.424290178571429,12.424290178571429,12.424290178571429,12.424290178571429,12.424290178571429,22.640336457279698,54.014437264427215,0,-251.72993771553161,-108.92710780902632,-376.44590485583308,791.11738764481822,-708.67188083547376,0,-143.32928361104979,0,0,0,23.576616990155397,343.37349696543714,0,0,-44.61323021665919,0,-241.7206660583401,0,-461.82532019191103,0,0,0,-461.82532019191103,0,0,0,-461.82532019191103,0,0,0,-482.08300590561788,-251.72993771553161,-43.204974033743262,0,-455.5160163283316]
[null,null,152,547200,2,16.616075892857143,1267.0790997667832,196.8,0,0,32.06174582749766,25.732902386662197,27.94041957332275,28.310330396393084,25.364265939241058,22.089670978587137,25.364265939241058,28.310330396393084,27.940419573322746,21.395758235813016,-260.59070599245103,0,-118.78089813131864,140.94051709821548,-989.33069290868639,706.58036794933855,-334.39281497448496,0,-67.631133548675891,0,0,0,22.134654096100441,272.31667283417755,0,0,-2.0643554175209573,0,35.626914633711323,0,-533.83724625753018,0,0,0,-530.22503465901161,0,0,0,-538.94315908948931,0,0,0,-553.48303208799223,-118.78089813131864,-49.65244709213632,0,-282.07794090110866]
[null,null,157,565200,2,27.320718749999997,1867.0690873247318,123,0,0,52.948986723856216,41.284827499869699,44.666049033775252,45.232635988634811,40.7201924874065,35.704543656816348,40.7201924874065,45.232635988634811,44.666049033775252,24.459711598249534,-146.89048905769141,0,70.429194560588599,370.0637943916513,1230.141601154063,-1817.5250791639942,198.27276099111492,0,40.100776623080137,0,0,0,23.324672003828582,-415.72540742153643,0,0,79.086258075721659,0,530.83815989752588,0,711.42435647027605,0,0,0,914.52073911826369,0,0,0,424.34471066211381,0,0,0,954.63563300070882,70.429194560588599,82.828925047499069,0,-308.21470910884511]
[null,null,163,586800,2,20.697004464285719,0,368.99999999999994,195,0,16.991122111344541,20.697004464285719,20.697004464285719,20.697004464285719,20.697004464285719,20.697004464285719,20.697004464285719,20.697004464285719,20.697004464285719,25.712852213213051,-33.803418322680727,0,-122.86264337951947,-141.51594369627955,1195.0285858669349,-964.45341711381661,-371.80205856261091,0,-69.955186172756513,0,0,0,25.518868007494159,-70.758708069300965,0,0,15.723249641457841,0,-114.15127896622116,0,348.52030359602736,0,0,0,445.96266542297622,0,0,0,210.78412949352713,0,0,0,465.52454546981198,-122.86264337951947,40.412659958736128,0,-707.56064617857464]
[null,null,168,604800,3,12.948387096774194,0,410,0,0,9.2425047438330168,12.948387096774194,12.948387096774194,12.948387096774194,12.948387096774194,12.948387096774194,12.948387096774194,12.948387096774194,12.948387096774194,23.52837863049573,-104.69490823701096,0,-212.85723997586405,-81.381356507004824,-77.496045637704583,267.03973388356246,-644.14013752347978,0,-121.19605635322704,0,0,0,24.357186371826717,296.61957445551445,0,0,-163.41152765820334,0,-196.09367148310739,0,-339.07640784337406,0,0,0,-339.07640784337406,0,0,0,-339.07640784337406,0,0,0,-353.94978745835363,-212.85723997586405,-31.721490260084078,0,-809.85138630025756]
[null,null,219,788400,3,10.209677419354842,0,410,0,0,6.503795066413665,10.209677419354842,10.209677419354842,10.209677419354842,10.209677419354842,10.209677419354842,10.209677419354842,10.209677419354842,10.209677419354842,21.078288005345872,90.068503939101788,0,-267.72974700869014,-106.91329310431985,-368.07933072073342,832.7908747728452,-753.71465583351483,0,-152.43921000563427,0,0,0,22.08654707403187,370.50941657210882,0,0,-35.575945327938484,0,-250.20118289867992,0,-489.10964091012124,0,0,0,-489.10964091012124,0,0,0,-489.10964091012124,0,0,0,-510.56413669433664,-267.72974700869014,-45.757494037775835,0,-512.36074370482083]
[null,null,225,810000,3,18.248387096774191,1441.8347038313614,123,0,0,34.645920303605315,32.232057317595476,32.601169541168034,30.868610044011895,26.656298977060253,23.824740739281662,26.656298977060253,30.868610044011895,32.601169541168034,20.789633064516128,-1719.5436635208935,0,-63.831804502688158,121.67256499952467,-1634.7626908678924,-142.62173314983767,-179.69974236898742,0,-36.344373235851279,1555.6743943113167,0,0,20.900433883064089,40.226033872468484,2151.9732747103108,0,-7.1054273576010019E-14,0,106.11586589668099,0,-422.68826034583174,0,0,0,-430.71167134778023,0,0,0,-472.16238203592945,0,0,0,-449.60457585064069,-63.831804502688158,-39.340393747567944,0,-288.6642145234722]
[null,null,230,828000,3,25.980645161290322,1492.4612169481361,123,0,0,42.665601939700615,40.164243420543862,40.538632934102161,38.781302599514667,34.508767065339235,31.636725329648712,34.508767065339235,38.781302599514667,40.538632934102161,23.760946816760818,-83.705304834055141,0,54.635563911094657,218.78653204907215,1640.405829269157,-1997.5332300633791,165.3359766167969,0,31.108243644473603,0,0,0,22.61077870077132,-423.65424178920398,0,0,36.445181620741621,0,382.62723242865422,0,1041.9435906095821,0,0,0,946.94901717920163,0,0,0,456.18610110140281,0,0,0,988.48635768047257,54.635563911094657,99.882449972790184,0,-459.43685915301677]
[null,null,236,849600,3,16.383870967741935,0,442.8,195,0,12.677988614800757,16.383870967741935,16.383870967741935,16.383870967741935,16.383870967741935,16.383870967741935,16.383870967741935,16.383870967741935,16.383870967741935,23.651312911578934,-197.03369011411394,0,-178.53731181837551,-121.7718712271359,422.60001920436537,-319.32452627296789,-502.61948862283117,0,-101.6550722293827,0,0,0,23.974619444146533,116.63349782051549,0,0,-48.104753145812268,0,-166.87779036046035,0,-9.5239261170129961,0,0,0,-16.751572476041439,0,0,0,-54.091187524003971,0,0,0,-17.48636997542717,-178.53731181837551,-0.70793698143455652,0,-742.76784874907491]
[]
[null,null,292,1051200,4,6.8433333333333328,0,410,0,0,3.1374509803921562,6.8433333333333328,6.8433333333333328,6.8433333333333328,6.8433333333333328,6.8433333333333328,6.8433333333333328,6.8433333333333328,6.8433333333333328,17.935291666666664,-130.92489331594493,0,-273.11138680555547,-113.68044519566712,-530.33073151763188,786.19767020290953,-768.86508581984947,0,-155.50339293015031,282.17208940535863,0,0,18.917857982993496,363.12128266058608,33.012907532998724,0,0,0,-254.11110634657052,0,-520.34616429593677,0,0,0,-520.34616429593677,0,0,0,-520.34616429593677,0,0,0,-543.17083110775138,-273.11138680555547,-48.679753001896188,0,-532.13098549944891]
[null,null,293,1054800,4,6.5133333333333345,0,410,0,0,2.8074509803921579,6.5133333333333345,6.5133333333333345,6.5133333333333345,6.5133333333333345,6.5133333333333345,6.5133333333333345,6.5133333333333345,6.5133333333333345,17.935291666666664,-1100.5251625053206,0,-281.4156979166666,-161.58942015492147,-1108.3686705878465,450.8486261541139,-792.24344052633046,0,-160.23167822366946,1383.4045644732505,0,0,18.63772916992697,259.59571678206993,864.33898839498113,0,-5.6843418860808015E-14,0,-261.98342039787576,0,-548.24955122996664,0,0,0,-548.24955122996664,0,0,0,-548.24955122996664,0,0,0,-572.29818307389041,-281.4156979166666,-51.290188279540295,0,-491.62566184096721]
[null,null,298,1072800,4,17.806666666666665,1496.7566759025533,123,0,0,32.726274509803922,36.210679186741928,34.005771314562907,29.858538804326699,25.105274265687033,23.623475548359952,25.105274265687033,29.858538804326699,34.005771314562907,19.935291666666664,-2990.9553375059877,0,-53.493581249999963,41.398506400111977,-1973.7942068095417,-1005.0660558465581,-150.59550397975457,0,-30.458024770245345,2985.7014828231222,0,0,19.503390658878313,-160.36463022295655,4113.7131619827296,0,-1.7053025658242404E-13,0,103.41665879929195,0,-230.31532829792337,0,0,0,-305.3086726872923,0,0,0,-378.91980498195147,0,0,0,-318.7008512157413,-53.493581249999963,-23.981886113344817,0,-422.85482924201148]
[null,null,304,1094400,4,19.563333333333333,357.86505421822159,147.59999999999997,0,0,20.039912854030501,23.696061109989877,23.200936256190573,22.269651137110671,21.202278010342532,20.869531512162766,21.202278010342532,22.269651137110671,23.20093625619057,21.742199777657213,237.33859647636336,0,-52.86957309431056,1.6571539728130347,1813.666833212761,-1525.1158176149002,-159.9918052476788,0,-30.102728762412198,0,0,0,21.144721254568541,-219.22369793549868,0,0,29.817209937412112,0,86.437998035329258,0,1003.1112362232667,0,0,0,668.68973014955259,0,0,0,340.43199039656861,0,0,0,698.02139690988542,-52.86957309431056,82.983927414365752,0,-729.21401621168684]
[null,null,309,1112400,4,12.653333333333336,0,492,195,0,8.9474509803921585,12.653333333333336,12.653333333333336,12.653333333333336,12.653333333333336,12.653333333333336,12.653333333333336,12.653333333333336,12.653333333333336,20.438952652850581,-299.76905595059924,0,-191.47549197500288,-96.148097991246217,-49.267856821428154,37.122390837078001,-539.04314386778935,0,-109.02177684111504,0,0,0,21.061637165352867,228.13681615294911,0,0,-33.517160506554575,0,-184.37593110111794,0,-258.17303727771287,0,0,0,-258.29547708508397,0,0,0,-258.4156601884236,0,0,0,-269.62545049123514,-191.47549197500288,-24.156743064146617,0,-791.13889958212599]
[null,null,360,1296000,5,7.9258064516129032,0,410,0,0,4.2199240986717266,7.9258064516129032,7.9258064516129032,7.9258064516129032,7.9258064516129032,7.9258064516129032,7.9258064516129032,7.9258064516129032,7.9258064516129032,17.189992821529902,-144.1233937857902,0,-228.20797343765832,-406.10436385838,-187.55888459601056,677.74782810625868,-562.8142353732236,0,-209.57486093119158,0,0,0,18.442166721887233,460.0041202009275,0,0,-46.508369889277873,0,-584.0027295466756,0,-542.13173978494603,0,0,0,-542.13173978494603,0,0,0,-542.13173978494603,0,0,0,-565.91201756491898,-228.20797343765832,-50.717850919354824,0,-992.31846202876125]
[null,null,366,1317600,5,5.6806451612903235,2.9155870244722797,328,0,0,2.0138730761121657,5.7307667051360758,5.7215188283377065,5.7068563236827377,5.6951978726964487,5.6935432526935879,5.6951978726964487,5.7068563236827377,5.7215188283377065,17.151909274193546,-4075.6803443117519,0,-282.7626845766128,-679.7196394860398,-2589.6287241362488,-523.56929611285034,-697.35891220093959,0,-259.67519628696323,4639.1930374131607,0,0,17.324345213084783,63.724699633717165,4372.4339484941465,0,-2.2737367544323206E-13,0,-704.36402726644508,0,-694.72666451612884,0,0,0,-694.72666451612884,0,0,0,-694.72666451612884,0,0,0,-725.20042550621793,-282.7626845766128,-64.993507693548381,0,-754.92477323502226]
[null,null,371,1335600,5,14.645161290322582,1305.3395172822252,123,0,0,25.658022348724437,33.507884187442926,30.027541722909511,24.509460254079194,20.121923209314435,19.499224141822744,20.121923209314435,24.509460254079194,30.027541722909511,19.151909274193546,-3423.6574162212855,0,-111.73011737231172,85.786486971284006,-1978.0792487770891,-1419.6345370431684,-275.55260068174852,0,-102.60738683841235,3601.1699292215499,0,0,18.835196677710304,-117.70021124061131,4733.300710704937,0,1.4210854715202004E-14,0,131.30493844020998,0,-158.94417369601629,0,0,0,-377.4123485591453,0,0,0,-499.05333226737093,0,0,0,-393.96731080852157,-111.73011737231172,-22.774606505226338,0,-992.31846202876125]
[null,null,376,1353600,5,15.854838709677418,176.31397411177261,147.59999999999997,0,0,14.122549019607842,18.384085294874868,17.917416493040186,17.177513310026715,16.589201476765741,16.505705605111949,16.589201476765741,17.177513310026715,17.917416493040186,19.649984926388726,177.79589014919952,0,-93.224115609742114,-17.502409345093707,1461.5382919772633,-1173.0158768732279,-229.91247218439165,0,-85.612394562901855,0,0,0,19.519697006015811,-48.953748446503859,0,0,-12.021094011459313,0,1.4295772622110696,0,827.08741146233297,0,0,0,348.17582467444709,0,0,0,81.522447986319406,0,0,0,363.44834465328825,-93.224115609742114,60.047467957175698,0,-995.28702300873408]
[null,null,382,1375200,5,9.5999999999999979,0,410,0,0,5.8941176470588212,9.5999999999999979,9.5999999999999979,9.5999999999999979,9.5999999999999979,9.5999999999999979,9.5999999999999979,9.5999999999999979,9.5999999999999979,18.572732258759508,-3265.0028787621031,0,-235.19481092069893,-573.62548639586555,-1581.3423253512515,-874.84025609428716,-580.0454106755567,0,-215.99122523170132,0,0,0,19.239467204118252,32.358271694294316,3105.1232724077422,0,-3614.0645763084003,0,-586.13946920192905,0,-417.15178279569852,0,0,0,-417.15178279569852,0,0,0,-417.15178279569852,0,0,0,-435.44989106589082,-235.19481092069893,-39.025647048387064,0,-992.31846202876125]
[null,null,433,1558800,6,5.54,0,410,0,0,1.8341176470588234,5.54,5.54,5.54,5.54,5.54,5.54,5.54,5.54,17,-3602.4559403303792,0,-282.51501944444442,-625.80787906164437,-2259.2251058185666,-434.90793600572385,-696.74811206153061,0,-259.44775293846919,3937.3517649903433,0,0,17.571754706183615,211.30004034003602,3411.4929923637173,0,2.2737367544323206E-13,0,-707.52439027450964,0,-774.24894444444431,0,0,0,-774.24894444444431,0,0,0,-774.24894444444431,0,0,0,-808.21090169314436,-282.51501944444442,-72.433026249999998,0,-1202.0425310652759]
[null,null,439,1580400,6,6.06,55.154292268625028,393.6,195,0,3.0114161220043565,6.9854507262939087,6.798792185895663,6.5053085660821734,6.3082808649853668,6.2917629637650254,6.3082808649853668,6.5053085660821734,6.798792185895663,18.547135416666666,-4772.6336914952262,0,-270.0352722222222,-710.95566157858252,-2878.2251778551281,-913.41757983929301,-665.97013667039096,0,-247.98697332960893,14719.406780329427,0,0,17.078320251184444,28.91709638950741,5215.5593914805459,0,9654.1249999999982,0,-722.13883138562096,0,-726.88764444444462,0,0,0,-726.88764444444462,0,0,0,-726.88764444444462,0,0,0,-758.77212718396459,-270.0352722222222,-68.002252000000027,0,-1018.4024392523066]
[null,null,444,1598400,6,11.92,922.28766147624788,123,0,0,18.292058823529413,26.109349795897273,23.247432627482642,18.747634180539499,15.726733239070885,15.473474722274323,15.726733239070885,18.747634180539499,23.247432627482642,18.547135416666666,-2801.3638765586975,0,-163.49446302083331,-38.895781782650943,-1234.1756557376702,-1364.7979760175429,-403.21558360432664,0,-150.14518920817324,3138.1782401272999,0,0,18.427086489416844,-44.829463180844897,3756.299314991722,0,-5.6843418860808015E-14,0,-21.558788733387711,0,19.275150852729599,0,0,0,-296.6437746381884,0,0,0,-437.15028045636944,0,0,0,-309.65587270386169,-163.49446302083331,-9.6864850045746582,0,-1202.0425310652759]
[null,null,449,1616400,6,11.453333333333337,0,246,195,0,7.7474509803921601,11.453333333333337,11.453333333333337,11.453333333333337,11.453333333333337,11.453333333333337,11.453333333333337,11.453333333333337,11.453333333333337,18.547135416666666,-1551.3887539716206,0,-174.22679913194435,-386.18651132671135,157.86585297348847,-1148.8412964864533,-429.68403451405561,0,-160.00123329844399,1686.8858008106404,0,0,18.586788522906467,14.653781859195481,1503.6329005516216,0,5.6843418860808015E-14,0,-391.85359935793377,0,298.83801346258844,0,0,0,-25.710577999687256,0,0,0,-170.05517047294688,0,0,0,-26.838356806659075,-174.22679913194435,16.153502231642356,0,-1202.0425310652759]
[null,null,450,1620000,6,10.830000000000004,0,246,195,0,7.124117647058827,10.830000000000004,10.830000000000004,10.830000000000004,10.830000000000004,10.830000000000004,10.830000000000004,10.830000000000004,10.830000000000004,18.547135416666666,-2540.6847774019097,0,-189.97130190972211,-495.64685953738342,-691.0592103046281,-1164.0074056501765,-468.51366066043255,0,-174.46020215206707,2732.1822211005965,0,0,18.575483456367156,10.476419113812678,2185.1101355621713,0,1.9895196601282805E-13,0,-499.69842724464399,0,-57.963024065113856,0,0,0,-199.25553072219347,0,0,0,-262.09607241442899,0,0,0,-207.99575292657741,-189.97130190972211,-10.561292225667435,0,-1202.0425310652759]
[null,null,455,1638000,6,5.0366666666666671,0,410,0,0,1.3307843137254904,5.0366666666666671,5.0366666666666671,5.0366666666666671,5.0366666666666671,5.0366666666666671,5.0366666666666671,5.0366666666666671,5.0366666666666671,17,-1480.540594135399,0,-294.58393333333333,-603.53014681651371,-881.38123239556694,298.95471841001495,-726.51287636769916,0,-270.53124363230063,1654.1490779289634,0,0,18.118711431974379,413.43563620643539,708.03330523860757,0,0,0,-763.41898426062073,0,-659.53285555555556,0,0,0,-659.53285555555556,0,0,0,-659.53285555555556,0,0,0,-688.46286160233558,-294.58393333333333,-61.701034250000014,0,-1202.0425310652759]
[null,null,507,1825200,7,3.6129032258064515,0,410,0,0,-9.2979127134725115E-2,3.6129032258064515,3.6129032258064515,3.6129032258064515,3.6129032258064515,3.6129032258064515,3.6129032258064515,3.6129032258064515,3.6129032258064515,17,-4380.0903727747645,0,-329.81169892473116,-733.60662776084735,-2635.9487968261196,-680.72324926306601,-813.39278532340427,0,-302.88267274111161,4983.5917557468756,0,0,17.278095361520936,102.77407509240538,4479.4464385849687,0,-1.1368683772161603E-13,0,-773.35266304870311,0,-748.09496774193553,0,0,0,-748.09496774193553,0,0,0,-748.09496774193553,0,0,0,-780.90969677027113,-329.81169892473116,-69.986252903225818,0,-1053.8492948225278]
[null,null,512,1843200,7,6.4258064516129032,364.6056284913397,196.8,0,0,6.7442230655703144,12.022973378708061,10.910631650893778,9.1640748600630459,7.884212369793083,7.7429701859480247,7.884212369793083,9.1640748600630459,10.910631650893778,18.470983870967743,-8539.3607161806613,0,-297.41457500000001,-806.95484074551825,-5065.3304613308592,-2369.6608391042846,-733.49390074315022,0,-273.1307642568496,9654.2883840190789,0,0,17.490783623084535,-362.42796789139328,10195.981474547634,0,3.4106051316484809E-13,0,-666.79230668072239,0,-832.85539784946241,0,0,0,-832.85539784946241,0,0,0,-832.85539784946241,0,0,0,-869.38809139599152,-297.41457500000001,-77.915814193548414,0,-1053.8492948225278]
[null,null,517,1861200,7,12.954838709677418,1023.6019989549222,123,0,0,20.434492936959728,28.512160847920455,25.420407678357993,20.565854119100223,17.008477090125783,16.615894524301378,17.008477090125783,20.565854119100223,25.420407678357989,18.470983870967743,-1555.4710177146537,0,-136.40501586021512,36.822681763395146,-237.14325997177568,-1218.745423646058,-336.40667127440031,0,-125.26758727398695,1737.9658180105462,0,0,18.479609003604086,2.6731554488206419,2318.9005276010607,0,-2.8421709430404007E-14,0,35.788886706585139,0,317.59971448158029,0,0,0,-119.35291968206728,0,0,0,-336.55385449214026,0,0,0,-124.58826263582283,-136.40501586021512,13.80742873324956,0,-1228.4504384650907]
[null,null,523,1882800,7,9.112903225806452,0,368.99999999999994,195,0,5.4070208728652753,9.112903225806452,9.112903225806452,9.112903225806452,9.112903225806452,9.112903225806452,9.112903225806452,9.112903225806452,9.112903225806452,18.470983870967743,-3011.1609666144159,0,-230.15850779569891,-542.72694259176887,-1046.9739143535735,-1191.3016018733749,-567.62470928766686,0,-211.36613474459116,3217.969511489568,0,0,18.498671348872335,10.232299157106308,2774.6863757345577,0,1.9895196601282805E-13,0,-546.68410127219079,0,-226.65277670211304,0,0,0,-269.96380751265582,0,0,0,-291.4929061932113,0,0,0,-281.80560510918968,-230.15850779569891,-22.780463872361537,0,-1228.4504384650907]
[null,null,528,1900800,8,6.3709677419354849,0,410,0,0,2.6650853889943082,6.3709677419354849,6.3709677419354849,6.3709677419354849,6.3709677419354849,6.3709677419354849,6.3709677419354849,6.3709677419354849,6.3709677419354849,17,-2352.1853340616281,0,-303.2983709677419,-548.66058664967227,-1436.0036578100071,-64.222718634206785,-748.00471769136436,0,-278.5341500505711,2687.4394963952354,0,0,17.761125524802896,281.28470540832819,2120.9268584742726,0,-5.6843418860808015E-14,0,-657.44241530676777,0,-650.86171182795704,0,0,0,-650.86171182795704,0,0,0,-650.86171182795704,0,0,0,-679.4113634490875,-303.2983709677419,-60.889825935483884,0,-1085.4398856191851]
[null,null,579,2084400,8,4.7645161290322573,0,410,0,0,1.0586337760910807,4.7645161290322573,4.7645161290322573,4.7645161290322573,4.7645161290322573,4.7645161290322573,4.7645161290322573,4.7645161290322573,4.7645161290322573,17,-3476.1487542978343,0,-301.36745430107527,-661.79973106233183,-2082.0797715215476,-430.90179741287977,-743.24262559199997,0,-276.76089214993539,3953.9581350524786,0,0,17.357702818374918,132.19413698729099,3590.9957150610439,0,5.6843418860808015E-14,0,-712.92344907020879,0,-646,0,0,0,-646,0,0,0,-646,0,0,0,-674.33639559999995,-301.36745430107527,-60.435000000000016,0,-910.83874197662226]
[null,null,585,2106000,8,10.219354838709675,983.59746355410346,123,0,0,18.163535736875392,23.201414015120598,21.222962284680435,17.885421413297571,14.628932198041703,13.876047235899861,14.628932198041703,17.885421413297571,21.222962284680435,18.778217741935482,-6823.7216585665774,0,-211.85329852150537,-416.93820734182833,-4242.6898106709414,-1952.2403420323024,-522.47978202763613,0,-194.55554031107337,7556.5970724991521,0,0,18.003379341331097,-286.84431847955068,8383.7555948145728,0,-4.2632564145606011E-13,0,-306.00629777067979,0,-711.17012279065864,0,0,0,-716.0117397270883,0,0,0,-719.66333508768275,0,0,0,-747.41915754620754,-211.85329852150537,-66.700409296928271,0,-910.83874197662226]
[null,null,590,2124000,8,15.287096774193547,946.04783401446753,123,0,0,22.65052709255745,27.622005953971986,25.742179180735711,22.571013268388686,19.476858622406382,18.761504647767666,19.476858622406382,22.571013268388686,25.742179180735711,19.03390261435484,134.19229770261654,0,-92.503292010898861,275.5222484215858,1251.395091865684,-1300.2217505737544,-228.13475260469968,0,-84.95042599446019,0,0,0,18.89627703318622,-49.114969390748477,26.46040859544555,0,37.555524215730898,0,294.51658434542128,0,772.20291753703873,0,0,0,322.39454247247943,0,0,0,-16.855381077565323,0,0,0,336.53618224768258,-92.503292010898861,56.580429429265699,0,-1121.9075765948905]
[null,null,596,2145600,8,9.0290322580645164,0,442.8,195,0,5.3231499051233397,9.0290322580645164,9.0290322580645164,9.0290322580645164,9.0290322580645164,9.0290322580645164,9.0290322580645164,9.0290322580645164,9.0290322580645164,18.778217741935482,-3256.3833302311027,0,-239.85622862903222,-560.06503673509678,-1441.8535349431309,-1014.6085299238431,-591.54155694841029,0,-220.2720395838476,3401.0633351957345,0,0,18.860919464512261,30.563591567626204,2930.0339252619669,0,1.9895196601282805E-13,0,-571.88495910246672,0,-376.16274274364724,0,0,0,-381.92358276945566,0,0,0,-386.26846527205265,0,0,0,-398.67642755323993,-239.85622862903222,-35.391592309355254,0,-1125.5710664338467]
[]
[null,null,652,2347200,9,6.16,0,410,0,0,2.4541176470588235,6.16,6.16,6.16,6.16,6.16,6.16,6.16,6.16,17.296693749999999,-2843.8295567690448,0,-274.45787593749992,-625.25828464629649,-1768.6236862909127,-175.48970989433565,-676.87731178297656,0,-252.04847277952319,3216.9848409617739,0,0,17.691132716859791,145.77050036977039,2842.8802350983683,0,1.1368683772161603E-13,0,-681.63241836062093,0,-584.90102444444426,0,0,0,-584.90102444444426,0,0,0,-584.90102444444426,0,0,0,-610.55735078423231,-274.45787593749992,-54.719030049999994,0,-704.71627129411581]
[null,null,653,2350800,9,6.28,0.17118029878530422,410,0,0,2.5760239651416121,6.2815113160493237,6.2814422096595637,6.2811989149338556,6.2808029685089961,6.2806072925445644,6.2808029685089961,6.2811989149338556,6.2814422096595637,17.296693749999999,-3337.1776466690185,0,-271.61080093749996,-648.8110063689021,-2090.3920797367887,-326.36375962582753,-669.85575896412661,0,-249.43386059837314,3742.2283608988614,0,0,17.578684688959079,104.2136562385863,3441.7967673273747,0,-1.1368683772161603E-13,0,-689.11377391617634,0,-617.79044666666653,0,0,0,-617.79044666666653,0,0,0,-617.79044666666653,0,0,0,-644.88944743237448,-271.61080093749996,-57.795922049999987,0,-704.71627129411581]
[null,null,658,2368800,9,13.460000000000003,1318.3977153852434,123,0,0,28.85694989106754,28.604595867061384,27.912094556551224,25.474086769178051,21.506386834946813,19.545557130570369,21.506386834946813,25.474086769178051,27.912094556551224,19.296693749999999,-3687.0847002806531,0,-144.66603982638881,103.88669918342667,-2250.5932122401073,-1395.7121473975835,-356.78028844861376,0,-132.85410111388595,4046.6505600090836,0,0,18.783475984074904,-190.32834320830858,5268.0124012358938,0,-2.8421709430404007E-14,0,177.4927816379265,0,-264.91186274839282,0,0,0,-326.23990387627828,0,0,0,-442.38239001383801,0,0,0,-340.55021808176468,-144.66603982638881,-26.052374623257784,0,-704.71627129411581]
[null,null,663,2386800,9,17.193333333333332,758.00691904920404,123,0,0,24.955479302832241,26.285108422853913,25.869378203333813,24.40576579242056,22.023831289751286,20.846683822923502,22.023831289751286,24.40576579242056,25.869378203333813,20.351510968607734,239.58961230701652,0,-77.566953326670429,411.90558585650416,1530.4638701588642,-1625.2128903816815,-191.29824812499984,0,-71.233634878818137,0,0,0,19.839200775182974,-188.15430519891683,0,0,26.351685826000974,0,484.67089799649875,0,818.7997075013177,0,0,0,613.78999935992067,0,0,0,225.54447988822497,0,0,0,640.71352294689655,-77.566953326670429,72.358228516445337,0,-942.10996008785469]
[null,null,669,2408400,9,10.413333333333334,0,492,195,0,6.7074509803921574,10.413333333333334,10.413333333333334,10.413333333333334,10.413333333333334,10.413333333333334,10.413333333333334,10.413333333333334,10.413333333333334,19.296693749999999,-2158.1665197373791,0,-218.75435371527772,-504.22439310437954,-926.47784888912895,-508.70992402859281,-539.49939814202423,0,-200.89312642047554,2071.8223568807593,0,0,19.67702471154707,140.55668741911964,1620.2538411900136,0,-5.6843418860808015E-14,0,-558.58217791617653,0,-375.48494172137521,0,0,0,-375.68634130556484,0,0,0,-376.06775000515279,0,0,0,-392.16559330053565,-218.75435371527772,-35.131772344296039,0,-1019.0074957311766]
[null,null,720,2592000,10,9.3870967741935463,0,410,0,0,5.6812144212523696,9.3870967741935463,9.3870967741935463,9.3870967741935463,9.3870967741935463,9.3870967741935463,9.3870967741935463,9.3870967741935463,9.3870967741935463,19.40661727673049,27.997667459890408,0,-246.76346704293169,-94.46335789652872,-227.13574766096212,596.36024006031289,-694.69023787077037,0,-140.50148851429233,0,0,0,20.385968602402695,359.71334097737395,0,0,-37.480717947798354,0,-233.57605855712254,0,-443.38440076553627,0,0,0,-443.38440076553627,0,0,0,-443.38440076553627,0,0,0,-462.83318680727177,-246.76346704293169,-41.479777492670571,0,-709.59572532485345]
[null,null,726,2613600,10,8.7838709677419349,260.24927360488351,328,0,0,9.0753531520134914,10.977149361482656,11.289499229332131,11.23171119869793,10.59784074198387,9.9989965481442873,10.59784074198387,11.23171119869793,11.289499229332131,17.903576612903223,-1274.8782018049783,0,-224.96640275537624,-146.97664614202375,-1211.1610369099535,308.22588400237515,-633.3269900761851,0,-128.09073738349204,1452.2720845896004,0,0,18.488997308424178,216.22170659569113,1093.458466960356,0,2.8421709430404007E-14,0,-230.59652374856799,0,-526.25067315649653,0,0,0,-526.25067315649653,0,0,0,-526.25067315649653,0,0,0,-549.33433764462166,-224.96640275537624,-49.232135343982783,0,-476.77704863048911]
[null,null,731,2631600,10,18.583870967741934,1807.4698104826907,123,0,0,41.144960995150754,32.996062414003312,35.048536056431956,34.668806714648738,30.503597956671008,26.568549313175183,30.503597956671008,34.668806714648738,35.048536056431956,19.903576612903223,-584.4728539133198,0,-33.120488776881672,300.85622308947455,-29.153754032349468,-823.05483419356324,-93.241031594053226,0,-18.858050704333717,353.15501334850762,0,0,19.769746221788331,-50.366281908058752,1401.2107602360134,0,3.5527136788005009E-15,0,320.3344817479533,0,68.825792866779224,0,0,0,121.59788639685434,0,0,0,-133.95075964743785,0,0,0,126.93170344494278,-33.120488776881672,12.496542414210161,0,-640.19771209355849]
[null,null,736,2649600,10,18.79032258064516,731.39999204364585,147.59999999999997,0,0,25.666719375922408,24.596619203395541,25.423507385026589,25.270524321834831,23.592470180334374,22.007141555310088,23.592470180334374,25.270524321834831,25.423507385026589,21.907375123954253,275.99941103648644,0,-75.989617256754684,106.69816128149766,1801.3501334441289,-1556.0592664323854,-229.95676593228771,0,-43.266754451735252,0,0,0,21.299937877859769,-222.60935902109205,0,0,37.961934049522526,0,192.78834921171324,0,709.58507731411726,0,0,0,792.60917802326742,0,0,0,390.56531153961447,0,0,0,827.3764957084968,-75.989617256754684,75.913887446366743,0,-747.86566545485152]
[null,null,742,2671200,10,11.209677419354838,0,410,0,0,7.5037950664136615,11.209677419354838,11.209677419354838,11.209677419354838,11.209677419354838,11.209677419354838,11.209677419354838,11.209677419354838,11.209677419354838,20.110915185373415,-55.823956724636048,0,-219.19529685156019,-84.404868953208023,-164.69822557653674,412.4744346566689,-617.08013238228716,0,-124.80480134289205,0,0,0,21.021267273166952,333.49616514217701,0,0,-49.596058640971634,0,-213.3785457893913,0,-399.97435606047492,0,0,0,-399.96246006047267,0,0,0,-400.02006639159498,0,0,0,-417.50656918341809,-219.19529685156019,-37.417288031767363,0,-798.29885809117388]
[null,null,793,2854800,11,11.349533333333335,0,410,0,0,7.6436509803921586,11.349533333333335,11.349533333333335,11.349533333333335,11.349533333333335,11.349533333333335,11.349533333333335,11.349533333333335,11.349533333333335,21.236808289760575,23.618045097352592,0,-243.47396470820635,-94.038763900442319,-300.67813739141934,661.80891109742061,-685.42960789676681,0,-138.628520931049,0,0,0,22.193646060527929,351.29453884626423,0,0,-39.145544884198983,0,-229.89564341855731,0,-452.06713947115509,0,0,0,-452.06713947115509,0,0,0,-452.06713947115509,0,0,0,-471.89678854517217,-243.47396470820635,-42.292070547893601,0,-613.58220274610767]
[null,null,799,2876400,11,12.434466666666669,612.03804027697674,393.6,0,0,22.650425272331152,17.809586998397361,19.80799155110746,20.787319636701305,19.225923331265495,16.986418227670491,19.225923331265495,20.787319636701305,19.807991551107456,20.582283333333333,-238.63012234038752,0,-171.74303492536794,30.880041459510508,-886.09989919613463,788.33277032160458,-483.49219280581235,0,-97.786565969986739,7570.2310216983842,0,0,20.250335079393516,324.68560122785857,126.17051702830639,0,7558.7562466140707,0,-94.686307371730351,0,-564.82428241745538,0,0,0,-564.82428241745538,0,0,0,-564.82428241745538,0,0,0,-589.59995472560888,-171.74303492536794,-52.840797999843524,0,-390.45336156351374]
[null,null,804,2894400,11,23.122433333333333,1909.9600199580748,123,0,0,50.22341372549019,35.016736305933726,39.438893903306898,41.605994217483371,38.150867714078629,33.195192200435365,38.150867714078629,41.605994217483371,39.438893903306891,22.05576134896058,-436.2661689025922,0,26.007449985198399,404.76736390278143,658.20251843884921,-1525.2435012294213,402.39787210502675,0,14.808048692011816,0,0,0,21.230800529952397,-300.50244070265381,0,0,90.062491928004135,0,520.9813079496206,0,357.33101535956479,0,0,0,642.83393254249165,0,0,0,278.40617088116119,0,0,0,671.03145052643561,26.007449985198399,51.354467472581334,0,-434.25545507542103]
[null,null,809,2912400,11,20.780899999999999,375.74075583374287,246,0,0,24.324364052287581,23.579819293099476,24.620423542455352,25.13037682794026,24.317330426418788,23.151180897738644,24.317330426418788,25.13037682794026,24.620423542455352,23.678078836682531,956.41756928291898,0,-70.861605522063527,89.50554672205655,2177.0691323874394,-1239.2955043045135,-1096.3996582614845,0,-40.346981559593502,0,0,0,23.299365471697342,-141.36205998240848,0,0,-20.475477262315426,0,144.17479496752168,0,552.70267203521644,0,0,0,837.89705920266181,0,0,0,473.86311804606271,0,0,0,874.6509021463819,-70.861605522063527,69.612629130779681,0,-726.07399016341242]
[null,null,810,2916000,11,19.136333333333329,99.832350251589446,246,0,0,16.72789106753812,19.637265402041518,19.823505870147024,19.914773937387221,19.769260268281428,19.560550536184103,19.769260268281428,19.914773937387221,19.823505870147024,23.742547958438276,280.69253801901527,0,-112.78364386553244,-31.101763930453657,1602.8145453184802,-1178.2365995034788,-341.30138997471198,0,-64.216433790080529,0,0,0,23.426486406950168,-115.59958334126753,0,0,21.239754464649039,0,13.604307270988491,0,409.59561805345658,0,0,0,641.63911212499499,0,0,0,345.44917477880728,0,0,0,669.78422004079471,-112.78364386553244,52.887525567858759,0,-758.54695148994028]
[null,null,815,2934000,11,13.206966666666663,0,410,0,0,9.5010843137254852,13.206966666666663,13.206966666666663,13.206966666666663,13.206966666666663,13.206966666666663,13.206966666666663,13.206966666666663,13.206966666666663,21.974707708061661,-29.919485783191419,0,-216.03338315191149,-95.496101063075869,-149.56881452507218,431.17881295686811,-608.17869082589323,0,-123.00447981767586,0,0,0,22.829150429729165,313.54717117800982,0,0,-37.555485248750685,0,-216.75486129851026,0,-374.77777536699591,0,0,0,-374.77777536699591,0,0,0,-374.77777536699591,0,0,0,-391.21717367177473,-216.03338315191149,-35.061447142886067,0,-707.16873211047528]
[null,null,866,3117600,12,13.685907258612904,0,410,0,0,9.9800249056717263,13.685907258612904,13.685907258612904,13.685907258612904,13.685907258612904,13.685907258612904,13.685907258612904,13.685907258612904,13.685907258612904,22.626993897389049,8.1152573252867342,0,-220.36413738949142,-107.39903723545355,-311.68613172532719,647.56456367555882,-620.37066043758955,0,-125.47031247946001,0,0,0,23.436486224072624,297.36098968563056,0,0,-30.364725906132264,0,-222.3980812905836,0,-396.48009680459558,0,0,0,-396.48009680459558,0,0,0,-396.48009680459558,0,0,0,-413.87145418939639,-220.36413738949142,-37.091756424745725,0,-432.01829888280497]
[null,null,872,3139200,12,16.830100807193546,731.14970972788933,196.8,0,0,35.564656995260165,24.149254485389548,27.74300620256243,30.154482995350826,27.490826554085068,23.792629804184401,27.490845492677735,30.154482995350826,27.74300620256243,21.196981854998086,-395.47048434731471,0,-108.79434874240015,186.26302135269734,-1005.8062930777169,532.86713612010499,-306.27861130555618,0,-61.945020158072445,227.20654340472353,0,0,21.812396803288561,227.0689175296678,200.33970588691088,0,7.1054273576010019E-15,0,98.448178934560161,0,-500.74868457330047,0,0,0,-475.57152608736754,0,0,0,-502.24384768054989,0,0,0,-496.43218073025821,-108.79434874240015,-45.436804708736446,0,-291.51709882567252]
[null,null,877,3157200,12,26.10332661354839,1827.7989668710393,123,0,0,54.302198635475435,36.509353211826699,41.618779465290295,45.047303137588969,41.260242365923546,36.002321103827839,41.260269291919045,45.047303137588969,41.618779465290295,24.335700950384847,-553.37619154318986,0,43.404886400132042,390.27664957667861,1001.2994217306834,-1988.357149250684,671.5781030556235,0,24.713752084506545,0,0,0,23.086571575090531,-457.65865593342056,0,0,82.637322621832027,0,567.26794891133477,0,519.75422501966455,0,0,0,958.79418408516949,0,0,0,493.68153100338509,0,0,0,1000.8511056009847,43.404886400132042,73.204189370097012,0,-326.80617590493216]
[null,null,883,3178800,12,20.369616936129027,0.53010673172223244,368.99999999999994,195,0,16.670006984621541,20.371662737058479,20.372667238524972,20.373341278404574,20.372596750954695,20.37156305571056,20.372596756248285,20.373341278404574,20.372667238524972,25.403882829576041,-13.681088040217674,0,-123.25174406245245,-119.931214375343,1218.5928162043551,-989.09094580677743,-372.97953961725273,0,-70.176731224741445,0,0,0,25.190027974758653,-77.571512585637208,0,0,24.701547103351459,0,-89.931819354867514,0,266.55532150996567,0,0,0,493.15088600021932,0,0,0,253.09878595685666,0,0,0,514.78264853302551,-123.25174406245245,37.622987941649832,0,-707.46397214517071]
[null,null,888,3196800,13,0,0,0,0,0,0,0,0,0,0,0,0,0,0,22.8934379997111,-1890.4296549312733,0,-206.79905473491041,-78.68565580810494,-161.44918495838579,-1443.4957594298721,-625.80709761986611,0,0,0,0,0,24.019173512880084,309.6272443041367,0,0,-1796.6095082470029,0,-198.42845443829316,0,-373.41574377354738,0,0,0,-373.41574377354738,0,0,0,-373.41574377354738,0,0,0,-389.79539739403566,-206.79905473491041,-34.934025503025289,0,-2567.6118282030675]
[null,null,75,270000,1,12.6741935483871,0,410,0,0,8.9683111954459243,12.6741935483871,12.6741935483871,12.6741935483871,12.6741935483871,12.6741935483871,12.6741935483871,12.6741935483871,12.6741935483871,23.025124680958612,86.071541522238931,0,-254.84249519733402,-108.09062947675973,-321.720555767723,770.72522196405566,-717.43437442227184,0,-145.10150283182872,0,0,0,23.922259705001419,329.35089562706065,0,0,-37.113440104800993,0,-235.46119747175567,0,-433.45412960398693,0,0,0,-433.45412960398693,0,0,0,-433.45412960398693,0,0,0,-452.46733036391305,-254.84249519733402,-40.550774493215101,0,-424.99847758080404]
[null,null,81,291600,1,20.699999999999996,1613.7151815729489,123,0,0,45.157938013915242,30.610555224146935,34.984210253318075,37.521842830332474,34.67090266106203,30.167471377983972,34.67090266106203,37.521842830332474,34.984210253318075,22.0243330736064,70.69706371154399,0,-33.612494713741455,305.56889881872655,-523.44291906960211,322.18357867616101,-512.97555725429504,0,-19.138187660241545,0,0,0,22.421434240419025,149.00712326794115,0,0,51.604213988044663,0,247.94305908993775,0,-338.70275271412322,0,0,0,-234.68219541748829,0,0,0,-345.37152866923708,0,0,0,-244.97638663982028,-33.612494713741455,-25.528235226869626,0,-218.79369224716217]
[null,null,86,309600,1,28.861290322580647,1690.0665558709261,123,0,0,54.490691545435382,39.184071255953945,43.739646773486697,46.38283119549429,43.413307273178802,38.722557508680474,43.413307273178802,46.38283119549429,43.739646773486697,25.821442306889214,-41.016086848096165,0,74.949609772212909,352.06537971935086,1764.7711631078291,-2232.8022394474892,210.99866550311299,0,42.674597916591807,0,0,0,24.423965133287343,-512.75652136980113,0,0,76.858130612392216,0,550.36479301125667,0,755.02111759225113,0,0,0,1212.175019745036,0,0,0,725.71290170018267,0,0,0,1265.3463369214032,74.949609772212909,97.698961133927313,0,-371.21591058470005]
[null,null,91,327600,1,20.941935483870971,0,368.99999999999994,195,0,17.236053130929793,20.941935483870971,20.941935483870971,20.941935483870971,20.941935483870971,20.941935483870971,20.941935483870971,20.941935483870971,20.941935483870971,26.552474684238216,-19.703899648979586,0,-137.58639689569767,-144.98970843230325,1319.202593871883,-1056.3303881928616,-387.33418659021152,0,-78.338555519648807,0,0,0,26.294684333243321,-96.635930713321443,0,0,-23.047187789592996,0,-107.61749069399659,0,321.07401670263948,0,0,0,528.3319902620417,0,0,0,307.78667209981148,0,0,0,551.50695045430268,-137.58639689569767,42.30755234984894,0,-705.48916044549287]
[]
[null,null,148,532800,2,11.887325892857145,0,410,0,0,8.1814435399159677,11.887325892857145,11.887325892857145,11.887325892857145,11.887325892857145,11.887325892857145,11.887325892857145,11.887325892857145,11.887325892857145,22.283667333806328,59.777254786171284,0,-256.19928736745283,-107.73972991947048,-450.13117813026565,873.84745020336027,-721.25402522672846,0,-145.87402933986758,0,0,0,23.262145693558789,359.36054685046867,0,0,-37.990252929956085,0,-246.71599376168652,0,-496.90064447413118,0,0,0,-496.90064447413118,0,0,0,-496.90064447413118,0,0,0,-518.69688787306916,-256.19928736745283,-46.486362923829908,0,-430.82767974397416]
[null,null,149,536400,2,11.651754464285714,43.687657682849419,410,0,0,8.4589440067693751,11.895995107508613,11.95513470152874,11.965044647431869,11.886119302249543,11.798392593835377,11.886119302249543,11.965044647431869,11.95513470152874,21.92976961732785,36.033467803557755,0,-253.40198376612381,-107.39232344373005,-542.63886256627779,939.4666375796894,-713.37903656859805,0,-144.28130848648149,0,0,0,22.932323689905097,368.30218366341586,0,0,-36.880764079885665,0,-249.82660539001611,0,-528.91631479539865,0,0,0,-528.91631479539865,0,0,0,-528.91631479539865,0,0,0,-552.11690602656972,-253.40198376612381,-49.481513134148479,0,-397.67151946707764]
[null,null,154,554400,2,22.096575892857139,1788.8302601881983,123,0,0,46.822066088935578,35.630930007756611,38.908092224158601,39.45724209267587,35.083672009324104,30.22238307172384,35.083672009324104,39.45724209267587,38.908092224158594,22.198829752394065,-239.1041394344887,0,-3.323784723433707,318.81962798402998,-251.57386630764935,-303.02611638743559,-50.725789180999783,0,-1.8924871932612846,0,0,0,22.137362873030796,-18.862718186712133,0,0,80.212726688715733,0,326.11444685736802,0,-56.319266951363716,0,0,0,36.193252761580766,0,0,0,-187.08703861593636,0,0,0,37.78084769703424,-3.323784723433707,2.143844150749787,0,-234.5441432907929]
[null,null,159,572400,2,27.421183035714282,1293.3839074643554,123,0,0,43.131967349439776,36.664213492458558,38.902289275073777,39.277320762866353,36.290474021460085,32.970548938385143,36.290474021460085,39.277320762866353,38.902289275073777,25.680497377732987,51.450023254834832,0,43.269490772097029,241.53791532995609,1914.8277529198713,-2148.1851357670894,121.81257297615115,0,24.63666090279634,0,0,0,24.420763919178881,-463.08850181378966,0,0,52.623311207431698,0,420.62911043866546,0,924.74123759947804,0,0,0,1147.1779463118428,0,0,0,610.32376388918533,0,0,0,1197.4982065444865,43.269490772097029,104.33494394395406,0,-466.92085515471598]
[null,null,165,594000,2,18.62536160714286,0,492,195,0,14.919479254201683,18.62536160714286,18.62536160714286,18.62536160714286,18.62536160714286,18.62536160714286,18.62536160714286,18.62536160714286,18.62536160714286,25.007565737591175,-350.89357244691962,0,-157.1702189147147,-111.45691352248402,32.018633097864836,-114.28507310758573,-442.46669927468781,0,-89.489136995277661,0,0,0,25.433502004067918,154.93930676689072,0,0,-41.73010194999442,0,-171.37691911432037,0,-160.23439792510015,0,0,0,-156.50475922762843,0,0,0,-165.50629564332991,0,0,0,-163.36974494087428,-157.1702189147147,-14.691508499449821,0,-676.79941131666169]
[null,null,216,777600,3,12.948387096774194,0,410,0,0,9.2425047438330168,12.948387096774194,12.948387096774194,12.948387096774194,12.948387096774194,12.948387096774194,12.948387096774194,12.948387096774194,12.948387096774194,21.946710945674035,-24.50148528952252,0,-221.82080076527103,-98.080182404544445,-290.02163978571321,585.42113766600619,-624.47146935855483,0,-126.29970337355731,0,0,0,22.843595865042804,329.3276673518468,0,0,-35.944990669787856,0,-225.44176727957071,0,-425.76752024680985,0,0,0,-425.76752024680985,0,0,0,-425.76752024680985,0,0,0,-444.44355258016071,-221.82080076527103,-39.831671959931825,0,-610.21823054852598]
[null,null,222,799200,3,10.516129032258066,164.8631935656143,328,0,0,9.0712629137676579,12.088862048320776,12.130375826283053,11.935516144923202,11.46176064409217,11.143297389657871,11.46176064409217,11.935516144923202,12.130375826283053,19.83581231154891,10.726704314101994,0,-230.22440277198589,-104.80954970440698,-652.04410780549074,997.8047645959856,-648.12934848861403,0,-131.08452263782755,0,0,0,20.871395403067783,380.60796711753983,0,0,-34.190159397418256,0,-252.00287329589941,0,-568.64931091732399,0,0,0,-568.64931091732399,0,0,0,-568.64931091732399,0,0,0,-593.59276576534364,-230.22440277198589,-53.198639481870714,0,-384.01010993639204]
[null,null,227,817200,3,22.93548387096774,1877.7414006335866,123,0,0,45.570366856419994,41.257772178691788,41.741406337064006,39.471297408871919,33.952061286184531,30.241974765734298,33.952061286184531,39.471297408871919,41.741406337063999,21.187399774166536,-774.82511874091938,0,42.818949065707223,316.21871700505932,-70.866406506149929,-1062.9963783055359,662.51224166999646,0,24.380132733760188,0,0,0,20.565942524066589,-225.2017986779839,0,0,91.341779532320444,0,403.31148460326818,0,334.43663525682553,0,0,0,279.66575129523773,0,0,0,-3.2927142096032043,0,0,0,291.93311873250258,42.818949065707223,32.674585029275221,0,-245.39080493459565]
[null,null,232,835200,3,24.693548387096779,628.27985009361385,147.59999999999997,0,0,28.980550284629988,30.253293055335437,30.400047783141709,29.711202274444179,28.03643637782168,26.910641749752127,28.03643637782168,29.711202274444179,30.400047783141705,24.04984744399766,-109.44546801981096,0,16.458375071621628,86.000963782206554,1743.0226849102951,-1954.9274917839343,251.17874158902407,0,9.3710232871993462,0,0,0,23.0308839318322,-375.83765527599166,0,0,17.800119974800264,0,231.34945459249636,0,992.86161223510351,0,0,0,909.11080603246364,0,0,0,476.43567111018768,0,0,0,948.98839650300647,16.458375071621628,95.005935864279493,0,-590.4314556057036]
[null,null,238,856800,3,14.132258064516128,0,410,0,0,10.426375711574952,14.132258064516128,14.132258064516128,14.132258064516128,14.132258064516128,14.132258064516128,14.132258064516128,14.132258064516128,14.132258064516128,22.531416081579621,-24.939975729398157,0,-206.8383151998153,-102.87103253449398,0.6635813543130098,284.10579065059812,-582.29267123220575,0,-117.76901790047555,0,0,0,23.253953934495598,264.29436661720757,0,0,-46.090631578205262,0,-205.0821515594441,0,-285.27132468155366,0,0,0,-285.27298876487231,0,0,0,-285.28158578628626,0,0,0,-297.78631425037662,-206.8383151998153,-26.687840992477032,0,-675.42716346117845]
[null,null,289,1040400,4,9.1966666666666672,0,410,0,0,5.4907843137254906,9.1966666666666672,9.1966666666666672,9.1966666666666672,9.1966666666666672,9.1966666666666672,9.1966666666666672,9.1966666666666672,9.1966666666666672,17.920712959655145,-13.003499134045342,0,-214.93370959517625,-99.949200816933029,-264.56636501299749,566.44577629106141,-605.08288213969217,0,-122.37835078223711,0,0,0,18.732197427051229,297.97113077466884,0,0,-32.493601281305786,0,-215.18420602504531,0,-385.75035079604362,0,0,0,-385.75035079604362,0,0,0,-385.75035079604362,0,0,0,-402.67105442297162,-214.93370959517625,-36.087960449471986,0,-515.35223178509466]
[null,null,294,1058400,4,7.4700000000000015,29.134886853258774,328,0,0,4.0981045751633998,7.8000154541796851,7.7604776809865958,7.6861107015596142,7.6008765302698338,7.5743053422656885,7.6008765302698338,7.6861107015596142,7.7604776809865958,16.266336792589595,20.705500443589813,0,-217.35083969437761,-109.14541678222173,-567.00076220470328,914.20251912489243,-611.88760369633428,0,-123.75460951672557,0,0,0,17.215503869091947,348.843078799502,0,0,-32.429571492445689,0,-244.05423797494896,0,-513.78888659356289,0,0,0,-513.78888659356289,0,0,0,-513.78888659356289,0,0,0,-536.32592242235353,-217.35083969437761,-48.066302416845161,0,-352.28845533744476]
[null,null,300,1080000,4,20.413333333333338,1526.5314288900581,123,0,0,35.729836601307198,39.209521752724868,36.957628924045849,32.722021955380995,27.867468863872993,26.354094111486191,27.867468863872993,32.722021955380995,36.957628924045842,18.001638926737368,-846.3638972783308,0,59.411688361971891,197.47990474156123,357.11743666241773,-1460.3729270442816,906.7087761397712,0,33.827659945108614,0,0,0,17.065305811939339,-340.53516306678756,0,0,105.83363896168566,0,329.17578812303492,0,706.90298996663807,0,0,0,449.13468318504476,0,0,0,196.11733762764362,0,0,0,468.8357018544134,59.411688361971891,57.762048499080358,0,-224.04422591207987]
[null,null,305,1098000,4,18.296666666666667,36.12022902999307,246,195,0,14.995686274509804,18.696753895363955,18.648821115533977,18.558663887050582,18.455332049254068,18.423119033660001,18.455332049254068,18.558663887050582,18.648821115533977,19.876043468565136,-69.798731576155205,0,-38.405455106200129,-87.320665956526511,1503.424273954432,-1447.4968844678606,-108.11930575857735,0,-21.867189961920708,0,0,0,19.223527716222716,-241.08040922387877,0,0,1.4667598969375248,0,5.912870259758594,0,885.73929416814758,0,0,0,618.60318920545114,0,0,0,356.3907045749267,0,0,0,645.73784042642228,-38.405455106200129,74.188452097315562,0,-572.24327917212281]
[null,null,306,1101600,4,16.59333333333333,0,246,195,0,12.887450980392153,16.59333333333333,16.59333333333333,16.59333333333333,16.59333333333333,16.59333333333333,16.59333333333333,16.59333333333333,16.59333333333333,19.687123955302891,-97.768351380201352,0,-75.663312861622501,-128.62054877927778,1123.2797191054342,-1016.7642088447352,-213.00788743086616,0,-43.080964173400197,0,0,0,19.385892786392393,-112.84118200950815,0,0,-25.608084421400896,0,-84.981239955133617,0,550.73898960759539,0,0,0,390.27654921193823,0,0,0,232.77161294771341,0,0,0,407.39579176901623,-75.663312861622501,46.312337493348203,0,-607.08906478134111]
[null,null,311,1119600,4,10.4,0,410,0,0,6.6941176470588237,10.4,10.4,10.4,10.4,10.4,10.4,10.4,10.4,18.244279529212086,-21.531746593816024,0,-192.99186548966944,-96.469789056727294,-50.480480310765188,318.41038826334591,-543.3120491892621,0,-109.88516532607757,0,0,0,18.89257496447404,238.00396082851535,0,0,-26.725000280640344,0,-188.51356388256991,0,-269.2426186540817,0,0,0,-269.2426186540817,0,0,0,-269.2426186540817,0,0,0,-281.05278174163902,-192.99186548966944,-25.188355508296336,0,-545.67402846905406]
[null,null,362,1303200,5,6.0870967741935491,0,410,0,0,2.3812144212523725,6.0870967741935491,6.0870967741935491,6.0870967741935491,6.0870967741935491,6.0870967741935491,6.0870967741935491,6.0870967741935491,6.0870967741935491,13.418904217066213,-107.23546070197949,0,-180.55899307828736,-385.26120047510085,-138.46158076743995,597.04631361884867,-445.30070574802352,0,-165.8164055104557,0,0,0,14.173269129992454,276.92492235769117,0,0,-31.427649602767531,0,-492.35696101801278,0,-332.54156877372361,0,0,0,-332.54156877372361,0,0,0,-332.54156877372361,0,0,0,-347.1283016626042,-180.55899307828736,-31.110138868173362,0,-408.3424588248144]
[null,null,368,1324800,5,9.0387096774193569,529.30294787639446,196.8,0,0,11.283122496310355,16.664277013272656,15.257291078109455,13.02651548782001,11.252781157104046,11.001044772329191,11.252781157104046,13.02651548782001,15.257291078109455,11.945760677985129,-282.24028025804466,0,-72.510051857760658,-240.51784105531897,-639.79726657241781,670.5848792274528,-178.82674640352437,0,-66.589627896393324,0,0,0,12.599879473155452,240.99287374489197,0,0,-8.158468326179559,0,-333.71752449079702,0,-414.90652837391872,0,0,0,-414.90652837391872,0,0,0,-414.90652837391872,0,0,0,-433.10614992968658,-72.510051857760658,-38.815597588665298,0,-204.35092445254529]
[null,null,373,1342800,5,16.28064516129032,1140.3508889882194,123,0,0,25.425437486822677,32.749355072646082,29.710729591415905,24.892990208133767,21.062309176044334,20.518641628123248,21.062309176044334,24.892990208133767,29.710729591415905,14.251411446480196,-37.374988143864357,0,49.981757107773134,467.16035857133113,937.78893694565431,-1492.306040768623,123.26670267244704,0,45.900761648101138,0,0,0,13.264031311353817,-361.64655258231477,0,0,64.641771292789258,0,607.02069424201659,0,1029.8455490614922,0,0,0,560.44254652692473,0,0,0,299.08345832255833,0,0,0,585.02601666540522,49.981757107773134,79.360079926957994,0,-179.33146100300439]
[null,null,379,1364400,5,12.267741935483874,0,368.99999999999994,195,0,8.5618595825426986,12.267741935483874,12.267741935483874,12.267741935483874,12.267741935483874,12.267741935483874,12.267741935483874,12.267741935483874,12.267741935483874,14.964364766182978,-367.21831268820551,0,-66.035399935421722,-246.98320690696403,500.96798559027235,-555.16769143609213,-162.85874048293181,0,-60.64362935934949,0,0,0,14.956177860990126,-5.0272712439953526,0,0,-33.797953774482231,0,-245.03899967293339,0,193.513791415973,0,0,0,117.28945629477073,0,0,0,74.848477820640483,0,0,0,122.43428668684122,-66.035399935421722,15.345655071364694,0,-536.91595005539648]
[null,null,384,1382400,6,5.4766666666666675,0,410,0,0,1.7707843137254908,5.4766666666666675,5.4766666666666675,5.4766666666666675,5.4766666666666675,5.4766666666666675,5.4766666666666675,5.4766666666666675,5.4766666666666675,13.670423209390853,-457.01930786762944,0,-142.47142195032092,-326.02702515933703,-77.781614109970747,89.260753351999256,-351.36784749289495,0,-130.83867312841423,0,0,0,14.326215758574619,224.29805982504243,0,0,-304.92776866389619,0,-412.77028792076948,0,-261.03899035944858,0,0,0,-261.03899035944858,0,0,0,-261.03899035944858,0,0,0,-272.4893063003928,-142.47142195032092,-24.420884492837889,0,-725.06375420430527]
[null,null,435,1566000,6,5.7099999999999991,0,410,0,0,2.0041176470588224,5.7099999999999991,5.7099999999999991,5.7099999999999991,5.7099999999999991,5.7099999999999991,5.7099999999999991,5.7099999999999991,5.7099999999999991,10.072952213749559,-270.25736873022532,0,-107.61633883939375,-301.67502511471258,-362.1165421128369,501.15053733671795,-265.40706069634791,0,-98.829497087450065,0,0,0,10.647050791172591,211.3901815086989,0,0,-13.103745005324397,0,-383.42639681226086,0,-315.82143509923156,0,0,0,-315.82143509923156,0,0,0,-315.82143509923156,0,0,0,-329.6747495325622,-107.61633883939375,-29.545926362572853,0,-266.31131941577604]
[null,null,441,1587600,6,8.8633333333333315,655.44584191002082,123,0,0,12.324444444444442,18.954181797876775,16.918910775599386,13.718849821275732,11.570516453980041,11.390410011323446,11.570516453980041,13.718849821275732,16.918910775599386,9.36416929418046,-286.43178650048003,0,-12.646100064671744,-6.2117388733279881,-569.70946393737449,302.13551637489422,-31.188240406927886,0,-11.6135497916751,0,0,0,9.6889002291343278,120.45336155814221,0,0,13.025169037601243,0,-52.794921983720627,0,-267.78519426900573,0,0,0,-267.78519426900573,0,0,0,-267.78519426900573,0,0,0,-279.53142832570762,-12.646100064671744,-25.052009621745146,0,-135.1759985389958]
[null,null,446,1605600,6,13.189999999999998,666.78251436120024,123,0,0,16.763202614379082,23.438668948029758,21.371566364918795,18.121456579838082,15.939523360963239,15.756600060441922,15.939523360963239,18.121456579838082,21.371566364918795,11.44973894269113,-27.564561828708065,0,42.640149117534328,181.45507702351574,1043.5490388975682,-1295.2088268673263,105.1605803262663,0,39.158593745777857,0,0,0,10.625636105723665,-302.67537710968884,0,0,37.482935864508754,0,298.50936535985232,0,965.58817614545774,0,0,0,511.96176089961676,0,0,0,310.20916740121737,0,0,0,534.41865097535083,42.640149117534328,73.835274300787745,0,-196.33183432212587]
[null,null,451,1623600,6,9.2466666666666661,0,368.99999999999994,195,0,5.5407843137254895,9.2466666666666661,9.2466666666666661,9.2466666666666661,9.2466666666666661,9.2466666666666661,9.2466666666666661,9.2466666666666661,9.2466666666666661,11.591804631092467,-366.26613885195718,0,-57.218627354229923,-219.99334698957799,378.64993107794805,-467.70409558609731,-141.1145172465836,0,-52.546743611972268,0,0,0,11.54672443513566,-17.581500395334814,0,0,-15.558900105847933,0,-213.19401618073215,0,141.25251344374115,0,0,0,105.1644345387961,0,0,0,89.114082820407475,0,0,0,109.77740825418564,-57.218627354229923,11.902048933070896,0,-403.87364309489158]
[]
[null,null,508,1828800,7,3.212903225806452,0,410,0,0,-0.49297912713472458,3.212903225806452,3.212903225806452,3.212903225806452,3.212903225806452,3.212903225806452,3.212903225806452,3.212903225806452,3.212903225806452,9.4018887683557999,-180.82990269414165,0,-152.50068706633732,-352.29271782186822,-375.67105504840742,699.63455724247126,-376.10236089572368,0,-140.04905175922656,0,0,0,10.109781565843761,260.01469947993701,0,0,-26.966615869154875,0,-452.8487521291471,0,-371.61145932486363,0,0,0,-371.61145932486363,0,0,0,-371.61145932486363,0,0,0,-387.91196910957365,-152.50068706633732,-34.765229944733953,0,-244.36086686667764]
[null,null,509,1832400,7,3.3032258064516129,0,410,0,0,-0.40265654648956373,3.3032258064516129,3.3032258064516129,3.3032258064516129,3.3032258064516129,3.3032258064516129,3.3032258064516129,3.3032258064516129,3.3032258064516129,9.1952359125926701,-189.63099104283719,0,-145.35771605265734,-362.41274215000385,-371.32903688665397,689.46850404647796,-358.48612379060063,0,-133.4893021839714,0,0,0,9.8769707810679765,250.70699654491503,0,0,-20.899420472494203,0,-459.3691888280909,0,-360.50979135622396,0,0,0,-360.50979135622396,0,0,0,-360.50979135622396,0,0,0,-376.32333325334997,-145.35771605265734,-33.726639691352005,0,-220.7348729314817]
[null,null,514,1850400,7,9.6483870967741918,927.46623952204186,123,0,0,16.101950242462575,23.778577922625956,20.970442828157609,16.561215613018319,13.330170076245288,12.973600576641944,13.330170076245288,16.561215613018319,20.970442828157609,9.059155530559881,-313.16486844274567,0,14.061360059062293,161.99674217615737,-533.69892496968203,44.475954291716747,34.678602551591624,0,12.913254232488182,0,0,0,9.1529141911207184,36.082901732306347,0,0,32.034508370830977,0,148.04232532296734,0,-124.73567877739956,0,0,0,-174.73000892963384,0,0,0,-199.58124999161546,0,0,0,-182.39443409406363,14.061360059062293,-13.489119957940439,0,-86.524693717822217]
[null,null,519,1868400,7,13.925806451612907,336.17293295167815,123,0,0,13.937244360109638,19.096014280574465,18.068523411616098,16.45519622103944,15.272963289026064,15.142495240778246,15.272963289026064,16.45519622103944,18.068523411616098,11.446725918532062,-33.790304796767487,0,61.325074609022785,183.63948449280295,1146.4230133091867,-1425.1778772077798,151.24197658550139,0,56.31790068146698,0,0,0,10.555712272671503,-328.29032499160564,0,0,19.722832954395855,0,310.59989576428512,0,1044.8435117415436,0,0,0,566.94457985848555,0,0,0,329.39001070383347,0,0,0,591.81325771939237,61.325074609022785,80.352574727232934,0,-233.30462853672267]
[null,null,525,1890000,7,7.7548387096774185,0,492,195,0,4.0489563567362419,7.7548387096774185,7.7548387096774185,7.7548387096774185,7.7548387096774185,7.7548387096774185,7.7548387096774185,7.7548387096774185,7.7548387096774185,11.104461944506138,-497.24815939628587,0,-82.366069127147838,-276.24211010815196,16.209561682283038,-154.84954184326909,-203.1339900976663,0,-75.640904315232007,0,0,0,11.300195175491057,71.233854287319616,0,0,-18.609199521864607,0,-303.79052913939262,0,-73.012601916873649,0,0,0,-73.014195581767083,0,0,0,-73.014987762606793,0,0,0,-76.216918693873481,-82.366069127147838,-6.8305790563656288,0,-413.46735315695696]
[null,null,576,2073600,8,6.3709677419354849,0,410,0,0,2.6650853889943082,6.3709677419354849,6.3709677419354849,6.3709677419354849,6.3709677419354849,6.3709677419354849,6.3709677419354849,6.3709677419354849,6.3709677419354849,11.934333224612899,-199.57315221424324,0,-137.14292776541498,-342.58993884335337,-140.8557114166282,421.01542581115336,-338.22653461415041,0,-125.94524889370237,0,0,0,12.553041477789286,227.07272561531943,0,0,-26.672210106776593,0,-430.40625397050349,0,-279.28039937847467,0,0,0,-279.28039937847467,0,0,0,-279.28039937847467,0,0,0,-291.53086358917824,-137.14292776541498,-26.127416310275731,0,-403.3826345661746]
[null,null,580,2088000,8,4.8322580645161297,0,410,0,0,1.1263757115749531,4.8322580645161297,4.8322580645161297,4.8322580645161297,4.8322580645161297,4.8322580645161297,4.8322580645161297,4.8322580645161297,4.8322580645161297,10.962688108072564,-175.86427430485446,0,-151.23624752073442,-371.96724388548893,-293.79280712584659,641.13202422721542,-372.9839572513892,0,-138.88785332284493,0,0,0,11.654077314508337,254.11362143487955,0,0,-23.622463444209043,0,-470.24114180764968,0,-345.44865857409269,0,0,0,-345.44865857409269,0,0,0,-345.44865857409269,0,0,0,-360.60155307694845,-151.23624752073442,-32.317631085023677,0,-281.43926238898752]
[null,null,581,2091600,8,4.4774193548387098,0,410,0,0,0.77153700189753316,4.4774193548387098,4.4774193548387098,4.4774193548387098,4.4774193548387098,4.4774193548387098,4.4774193548387098,4.4774193548387098,4.4774193548387098,10.709718848522924,-177.61231899260406,0,-153.58560676594311,-356.12593192054499,-364.50390577565895,696.60312546954299,-378.7780266140461,0,-141.04538809113174,0,0,0,11.419693782962469,260.80401706155476,0,0,-26.631716636227143,0,-456.98722068449592,0,-369.76485059230549,0,0,0,-369.76485059230549,0,0,0,-369.76485059230549,0,0,0,-385.98436001236507,-153.58560676594311,-34.59247483830648,0,-250.25795272264963]
[null,null,582,2095200,8,5.1193548387096772,15.141173524816264,328,0,0,1.5909445498629555,5.3171179571215115,5.2869790724867771,5.2361364071143255,5.1865284478890503,5.1750593214665574,5.1865284478890503,5.2361364071143255,5.2869790724867771,10.457734422654573,-176.87816334703189,0,-131.95884552280319,-358.71171582504218,-428.54924257833295,742.34164057914643,-325.441375359912,0,-121.1844454095593,0,0,0,11.180557135758145,265.56175614915747,0,0,-26.342238205768624,0,-461.41297508248817,0,-390.38270228016154,0,0,0,-390.38270228016154,0,0,0,-390.38270228016154,0,0,0,-407.50660117676784,-131.95884552280319,-36.521329121209853,0,-221.79263000095861]
[null,null,583,2098800,8,6.6354838709677413,239.14075568627268,393.6,0,0,5.6654754374868217,9.6841606340108761,9.2195456037269885,8.4357652217379471,7.6710188232859364,7.4942130594131964,7.6710188232859364,8.4357652217379471,9.2195456037269885,10.360846193348678,-345.2615480769748,0,-92.479906259701679,-326.07457106594984,-544.01222151215029,617.30515076082702,-228.07707787282942,0,-84.928949682826158,0,0,0,10.967436600126639,223.65321468625351,0,0,-6.7965798821729493,0,-412.56845150388813,0,-373.02895940205491,0,0,0,-373.02895940205491,0,0,0,-373.02895940205491,0,0,0,-389.3916469622298,-92.479906259701679,-34.897840807218564,0,-194.67821661573635]
[null,null,584,2102400,8,8.0838709677419338,677.44040458177278,196.8,0,0,12.29892473118279,16.910437757898379,15.565278557610512,13.296067871091196,11.081964609868299,10.570074368624876,11.081964609868299,13.296067871091196,15.56527855761051,10.272981796824675,-321.0937431241822,0,-54.582106702530112,-144.36311995738237,-679.12441339429279,556.97589693002305,-134.61224069471936,0,-50.125494079807488,0,0,0,10.812807215700467,198.78129305552255,0,0,-6.4498732781593526,0,-221.238229572786,0,-378.82372784459801,0,0,0,-378.82372784459801,0,0,0,-378.82372784459801,0,0,0,-395.44059938464648,-54.582106702530112,-35.439956644409115,0,-164.7088055819294]
[null,null,585,2106000,8,10.219354838709675,983.59746355410346,123,0,0,18.163535736875392,23.201414015120598,21.222962284680435,17.885421413297571,14.628932198041703,13.876047235899861,14.628932198041703,17.885421413297571,21.222962284680435,10.412840947812409,-351.94823263956289,0,-5.5680735113796755,135.19006692643435,-781.38492865374008,299.81470259912248,-13.732171530216663,0,-5.113441981118279,0,0,0,10.734898392598604,119.70877132808488,0,0,19.919152062871767,0,88.894840769507283,0,-313.65704365006161,0,0,0,-318.49866058649127,0,0,0,-322.15025594708584,0,0,0,-332.46940988130387,-5.5680735113796755,-29.512014656275028,0,-134.793542955703]
[null,null,586,2109600,8,12.02903225806452,1141.4525058924601,123,0,0,21.778557874762811,27.022848063143016,24.737806805638925,20.883066013949602,17.121936997260732,16.252381690866791,17.121936997260732,20.883066013949602,24.737806805638922,10.817182105226722,-330.40775181951307,0,29.321617952990511,350.18248139534069,-536.87675869151496,-173.03509247632928,72.313967560061229,0,26.927516651622266,0,0,0,10.773551553816121,-13.80334186613795,0,0,48.853628804055525,0,355.52067697052416,0,-45.633975006350973,0,0,0,-120.35343669211572,0,0,0,-176.70759341709464,0,0,0,-125.63266671367509,29.321617952990511,-6.8707204048992638,0,-122.92141972970867]
[null,null,587,2113200,8,13.435483870967742,1366.1946205624367,123,0,0,25.98951085810668,31.554450326874402,28.793139501576938,24.134957754594467,19.589899220085815,18.539103103011268,19.589899220085815,24.134957754594467,28.793139501576938,11.448517519236605,-242.60358487166764,0,48.692481994908135,438.59765567880481,20.682807958270246,-750.57653050365082,120.08704871074588,0,44.716755461066917,0,0,0,10.962964903451351,-175.75617189747518,0,0,73.811385200360519,0,506.56821152194556,0,396.17185002862135,0,0,0,178.81568171160598,0,0,0,14.88351065299717,0,0,0,186.65932241820622,48.692481994908135,29.495129183756582,0,-112.48559809865581]
[null,null,588,2116800,8,13.890322580645163,1272.7578696974065,123,0,0,25.161458992199027,30.579720714892893,28.036274550458149,23.745618681854086,19.559160717462444,18.591271362489788,19.559160717462444,23.745618681854086,28.036274550458145,12.139901902548523,-75.072264988502184,0,43.263486877660426,553.04157542449479,578.80274722502509,-1250.1800745156825,106.69787702786672,0,39.731036164961232,0,0,0,11.293425562205162,-308.93290184979963,0,0,76.571018686299766,0,672.51584952972746,0,771.36447059742682,0,0,0,449.8764314244695,0,0,0,207.4069738559526,0,0,0,469.6099864275036,43.263486877660426,60.969778820005658,0,-128.58484822166193]
[null,null,589,2120400,8,14.574193548387095,1208.5275943555075,123,0,0,25.119945182374021,30.455270911745714,28.035011955610109,23.952166232790326,19.96847177741509,19.047460390314829,19.96847177741509,23.952166232790326,28.035011955610109,12.715241165619526,-28.614045357520581,0,45.782550508002544,462.81119041283489,981.91280339446757,-1519.1205896728256,112.91047709442313,0,42.044419006292991,0,0,0,11.706113743195697,-369.94214468983802,0,0,60.838420895038404,0,605.87969795315598,0,981.90811345586701,0,0,0,609.44413817157601,0,0,0,328.52812560910201,0,0,0,636.17703321078795,45.782550508002544,78.891837996998362,0,-176.02847806981151]
[null,null,590,2124000,8,15.287096774193547,946.04783401446753,123,0,0,22.65052709255745,27.622005953971986,25.742179180735711,22.571013268388686,19.476858622406382,18.761504647767666,19.476858622406382,22.571013268388686,25.742179180735711,13.324537581159522,62.623980978305553,0,48.337335618149382,411.10078467963353,1406.4955407088619,-1803.3096800283392,119.21117468465427,0,44.390606679329608,0,0,0,12.158226639690064,-427.70929379427605,0,0,64.079843051036107,0,576.50970389205622,0,1218.5678789329288,0,0,0,768.75950386836951,0,0,0,429.50958031832482,0,0,0,802.48067015764798,48.337335618149382,98.33904621248648,0,-250.4912547688611]
[null,null,591,2127600,8,14.587096774193546,629.09490139557681,123,0,0,18.191513809825,22.733210423036923,21.491751543061916,19.397477678146359,17.354062925276537,16.881635062888058,17.354062925276537,19.397477678146359,21.491751543061913,13.575891660182856,81.569573340487295,0,25.293973201689919,294.27786527926997,1419.7880153257604,-1657.7902804662331,62.380853624945082,0,23.228727884871951,0,0,0,12.58574957989298,-365.03772119942084,0,0,20.298051191767236,0,435.44967475695762,0,1122.8747863896738,0,0,0,706.76818703448316,0,0,0,392.93647592048546,0,0,0,737.77014205817352,25.293973201689919,90.560115847247758,0,-332.50390577773686]
[null,null,592,2131200,8,13.370967741935484,261.23895116435193,147.59999999999997,0,0,12.654438119333754,16.70210450986205,16.194442881357656,15.33804522055183,14.502445042499478,14.309258218642844,14.502445042499478,15.33804522055183,16.194442881357656,13.755927204063118,163.21063891741778,0,-8.9317821024561699,99.734839777147002,1583.1176558839895,-1510.7100746412625,-22.02786361400894,0,-8.2025047757646181,0,0,0,12.926934095623508,-305.63332223808169,0,0,14.642430839793411,0,217.93306048501734,0,1079.312702312177,0,0,0,683.58852717955176,0,0,0,385.1294419271274,0,0,0,713.57372057549776,-8.9317821024561699,87.194432508043135,0,-401.09412513880636]
[null,null,593,2134800,8,12.374193548387096,14.270990121663949,246,195,0,8.8288108791903852,12.553043769819835,12.525787190160564,12.479806817110635,12.434943070202122,12.424570783312756,12.434943070202122,12.479806817110635,12.525787190160564,13.808200169270229,-88.545544834270231,0,-34.935255289373096,-136.16508134760213,1395.2738786736438,-1312.7190868709388,-86.158510139121617,0,-32.082802185113557,0,0,0,13.182494250195136,-231.19524495439012,0,0,0.88596630796079268,0,-46.75445560293246,0,872.7814865923981,0,0,0,564.20965782231656,0,0,0,331.48173383707916,0,0,0,588.95836999784876,-34.935255289373096,70.907317206997817,0,-473.35402885975412]
[null,null,594,2138400,8,11.167741935483871,0,246,195,0,7.4618595825426945,11.167741935483871,11.167741935483871,11.167741935483871,11.167741935483871,11.167741935483871,11.167741935483871,11.167741935483871,11.167741935483871,13.620936894120232,-156.10556175938609,0,-60.07437212060163,-269.48335777481878,1064.5105328229508,-891.05836468691655,-148.15745173697576,0,-55.169317675673092,0,0,0,13.336480933995791,-106.60560308956691,0,0,-25.002256786297686,0,-228.25554756615094,0,561.91673613628166,0,0,0,357.36605517370003,0,0,0,203.09190928056117,0,0,0,373.04169900251333,-60.07437212060163,45.44685400822312,0,-504.02177905452447]
[null,null,595,2142000,8,10.151612903225804,0,368.99999999999994,195,0,6.4457305502846269,10.151612903225804,10.151612903225804,10.151612903225804,10.151612903225804,10.151612903225804,10.151612903225804,10.151612903225804,10.151612903225804,13.339452719636224,-343.31299984620784,0,-78.297472461932401,-280.38437769082776,496.30732656316758,-480.93847625661527,-193.09987916507518,0,-71.904507346041242,0,0,0,13.378127944464332,12.273781952867941,0,0,-34.093604404456393,0,-285.1310433278137,0,185.38177069021071,0,0,0,100.44900346516138,0,0,0,36.391870727567678,0,0,0,104.8551376754007,-78.297472461932401,14.38580917246178,0,-525.4990108079121]
[null,null,596,2145600,8,9.0290322580645164,0,442.8,195,0,5.3231499051233397,9.0290322580645164,9.0290322580645164,9.0290322580645164,9.0290322580645164,9.0290322580645164,9.0290322580645164,9.0290322580645164,9.0290322580645164,13.05371809453878,-433.36769448176852,0,-98.876741580970375,-281.41754613081656,120.59290492291842,-173.66631169290002,-243.85316985557421,0,-90.803485320910895,0,0,0,13.326013366515461,98.690106896989604,0,0,-32.764242761263972,0,-319.58417976642164,0,-72.100495044443093,0,0,0,-77.861335070251513,0,0,0,-82.206217572848516,0,0,0,-81.27667499671405,-98.876741580970375,-6.9457688732849645,0,-531.96532133327423]
[null,null,597,2149200,8,8.1161290322580637,0,492,195,0,4.4102466793168871,8.1161290322580637,8.1161290322580637,8.1161290322580637,8.1161290322580637,8.1161290322580637,8.1161290322580637,8.1161290322580637,8.1161290322580637,12.848327341842616,-449.54235083522104,0,-116.36017347819808,-306.03184486209238,-8.0859491457831609,-19.06438334914742,-286.97140190817203,0,-106.85940025353445,0,0,0,13.217909775931755,135.28702615814015,0,0,-21.906126838787415,0,-358.35168243626526,0,-147.99409269241985,0,0,0,-148.06830613783188,0,0,0,-148.12427865208039,0,0,0,-154.56323198697046,-116.36017347819808,-13.847820753266248,0,-510.23020547403576]
[null,null,598,2152800,8,7.3516129032258064,0,410,0,0,3.6457305502846298,7.3516129032258064,7.3516129032258064,7.3516129032258064,7.3516129032258064,7.3516129032258064,7.3516129032258064,7.3516129032258064,7.3516129032258064,12.556966016101688,-201.22094534275669,0,-128.12579581800998,-318.63105773978714,40.449643557019044,205.08626465802138,-315.98817832102736,0,-117.66436306220072,0,0,0,13.070516972486635,187.87203131072897,0,0,-32.384788748589187,0,-391.28720550237756,0,-193.12317751259599,0,0,0,-193.12317751259599,0,0,0,-193.12317751259599,0,0,0,-201.59440778740395,-128.12579581800998,-18.067181475191546,0,-476.9918571948682]
[null,null,599,2156400,8,6.6129032258064511,0,410,0,0,2.9070208728652744,6.6129032258064511,6.6129032258064511,6.6129032258064511,6.6129032258064511,6.6129032258064511,6.6129032258064511,6.6129032258064511,6.6129032258064511,12.299246854648086,-178.9465458161643,0,-139.97329426269113,-330.20561218420272,-47.208334653416955,338.4406952841465,-345.20688035752835,0,-128.54451681635885,0,0,0,12.886099898135541,215.2545063036406,0,0,-27.443436686410905,0,-413.45144237748929,0,-243.88259181026365,0,0,0,-243.88259181026365,0,0,0,-243.88259181026365,0,0,0,-254.58035280328062,-139.97329426269113,-22.815858260144406,0,-443.05077183650269]
[null,null,600,2160000,9,8.2633333333333336,0,410,0,0,4.557450980392157,8.2633333333333336,8.2633333333333336,8.2633333333333336,8.2633333333333336,8.2633333333333336,8.2633333333333336,8.2633333333333336,8.2633333333333336,12.083049197973731,43.685414374505967,0,-139.85756662594108,-345.35381722867515,-142.78150556402443,671.6783037931466,-344.92146893912832,0,-128.43823830639954,0,0,0,12.681359018751092,233.79517277588891,0,0,214.120879904867,0,-435.76991855506384,0,-287.00602626671173,0,0,0,-287.00602626671173,0,0,0,-287.00602626671173,0,0,0,-299.5953703841692,-139.85756662594108,-26.850169036267381,0,-177.12591274029822]
[]
[null,null,648,2332800,9,8.2633333333333336,0,410,0,0,4.557450980392157,8.2633333333333336,8.2633333333333336,8.2633333333333336,8.2633333333333336,8.2633333333333336,8.2633333333333336,8.2633333333333336,8.2633333333333336,14.501831554838928,-170.92452719905629,0,-153.62907314358881,-346.15768385428743,-114.49079363143301,443.3530234302529,-378.88522486715959,0,-141.08530545209445,0,0,0,15.192597814957704,253.67004155253778,0,0,-27.225015965772545,0,-444.26003519098208,0,-301.63289398245257,0,0,0,-301.63289398245257,0,0,0,-301.63289398245257,0,0,0,-314.86383672217346,-153.62907314358881,-28.218551002832083,0,-477.60782585300302]
[null,null,649,2336400,9,7.6666666666666679,0,410,0,0,3.9607843137254912,7.6666666666666679,7.6666666666666679,7.6666666666666679,7.6666666666666679,7.6666666666666679,7.6666666666666679,7.6666666666666679,7.6666666666666679,14.23583651462506,-154.91056441684805,0,-161.79508977353456,-359.15496236776687,-156.00226021901835,522.04174794347171,-399.02453173008774,0,-148.58456927624036,0,0,0,14.956358992893392,264.62735224043638,0,0,-27.89231318273977,0,-461.49485762659992,0,-323.49985279826222,0,0,0,-323.49985279826222,0,0,0,-323.49985279826222,0,0,0,-337.68997633608473,-161.79508977353456,-30.264262544679536,0,-438.70012591496095]
[null,null,650,2340000,9,7.1266666666666678,0,410,0,0,3.4207843137254912,7.1266666666666678,7.1266666666666678,7.1266666666666678,7.1266666666666678,7.1266666666666678,7.1266666666666678,7.1266666666666678,7.1266666666666678,13.947246818476088,-151.52491506912884,0,-168.02668468267083,-368.7726665381353,-225.36255458478354,610.6369907364608,-414.39310221037948,0,-154.30735633222602,0,0,0,14.708558012342948,279.53572699314901,0,0,-30.689646618585325,0,-476.87810907601829,0,-356.36488674278968,0,0,0,-356.36488674278968,0,0,0,-356.36488674278968,0,0,0,-371.99661492962076,-168.02668468267083,-33.338872957121517,0,-404.23042900693059]
[null,null,651,2343600,9,6.3099999999999987,0,410,0,0,2.6041176470588221,6.3099999999999987,6.3099999999999987,6.3099999999999987,6.3099999999999987,6.3099999999999987,6.3099999999999987,6.3099999999999987,6.3099999999999987,13.649363808653227,-123.0736376142911,0,-180.70438283357137,-375.24812668806248,-257.91007037760937,690.7889422849521,-445.65927088805194,0,-165.9499242358774,0,0,0,14.447639806682824,293.14644505678984,0,0,-31.536387681430597,0,-488.61727099085198,0,-378.93093903165112,0,0,0,-378.93093903165112,0,0,0,-378.93093903165112,0,0,0,-395.55251332496437,-180.70438283357137,-35.449986533092627,0,-373.49282055756106]
[null,null,652,2347200,9,6.16,0,410,0,0,2.4541176470588235,6.16,6.16,6.16,6.16,6.16,6.16,6.16,6.16,13.361325994410457,-138.97395573574295,0,-177.57018664111243,-396.54997688052606,-311.42854700891735,746.57475479481286,-437.92961005720309,0,-163.07163422141787,0,0,0,14.177436509935635,299.81919659437347,0,0,-30.156003419990441,0,-512.49968848923811,0,-399.07267579030025,0,0,0,-399.07267579030025,0,0,0,-399.07267579030025,0,0,0,-416.57775506947138,-177.57018664111243,-37.33429901143468,0,-341.93274194003476]
[null,null,653,2350800,9,6.28,0.17118029878530422,410,0,0,2.5760239651416121,6.2815113160493237,6.2814422096595637,6.2811989149338556,6.2808029685089961,6.2806072925445644,6.2808029685089961,6.2811989149338556,6.2814422096595637,13.093663838071166,-166.82230886263039,0,-168.1151656206255,-391.275363643199,-382.29722111211322,774.86544151330736,-414.61131689714051,0,-154.38861282816515,0,0,0,13.904960523864268,298.19112515516866,0,0,-27.605864338696563,0,-506.59544774307085,0,-414.44310055604001,0,0,0,-414.44310055604001,0,0,0,-414.44310055604001,0,0,0,-432.62239413351142,-168.1151656206255,-38.772242696755853,0,-307.7312663630405]
[null,null,654,2354400,9,6.6733333333333356,82.200779476703104,328,0,0,3.9728431372549045,7.4704014177465732,7.4339547077869836,7.305641069448666,7.0968189249778098,6.9936194213365699,7.0968189249778098,7.305641069448666,7.4339547077869836,12.802168575914585,-164.97163977699665,0,-151.35729382448434,-370.58630102872877,-479.43188094263587,836.4038360188523,-373.28248574653128,0,-138.99901623224062,0,0,0,13.633540223909526,305.40676853180747,0,0,-30.35466363373374,0,-488.69690614291875,0,-445.71304163412339,0,0,0,-445.71304163412339,0,0,0,-445.71304163412339,0,0,0,-465.26397208586292,-151.35729382448434,-41.697627973929173,0,-272.38959974701299]
[null,null,655,2358000,9,8.0833333333333339,399.72554617127889,393.6,0,0,10.619880174291939,13.032288868448214,12.805993084539086,12.009300175736179,10.712734012891534,10.071973499763731,10.712734012891534,12.009300175736179,12.805993084539086,12.678093215873604,-338.99564459643352,0,-113.8764024046781,-309.37836023819352,-634.4336544467385,718.69277249317656,-280.84584154089958,0,-104.5784283423577,0,0,0,13.393266659072214,263.56003663257991,0,0,-9.1881911714888655,0,-411.30549027607952,0,-437.98244818578644,0,0,0,-437.98244818578644,0,0,0,-437.98244818578644,0,0,0,-457.19428087564552,-113.8764024046781,-40.974410613170292,0,-238.17416255636567]
[null,null,656,2361600,9,9.6733333333333356,800.60297297426246,196.8,0,0,17.642886710239654,18.929539609020324,18.506290614294301,17.016207737224029,14.591194263530051,13.39275725177211,14.591194263530051,17.016207737224029,18.506290614294301,12.645498469744869,-282.31222293696362,0,-73.915249733170285,-18.11092520753958,-760.08242500210372,569.79637700584999,-182.2922930094706,0,-67.880091787218888,0,0,0,13.224978402953521,213.78362867272858,0,0,0.46727331820737561,0,-100.78791978571812,0,-414.57098502249136,0,0,0,-414.58966244384823,0,0,0,-414.62503357442927,0,0,0,-432.77538486904848,-73.915249733170285,-38.784593150989664,0,-206.35500066684645]
[null,null,657,2365200,9,11.533333333333331,1173.2840092216356,123,0,0,23.211819172113287,23.729956114584205,23.172253727940515,21.208816632533065,18.013449794632603,16.43430562647649,18.013449794632603,21.208816632533065,23.172253727940515,12.808171800895689,-295.05696351363065,0,-32.099289016357339,275.77970153127512,-828.36450608464838,289.62713005609999,-79.164354039104197,0,-29.478391706725123,0,0,0,13.150036017681819,127.09790841822499,0,0,22.689097951391954,0,226.62685876950434,0,-325.67194857558678,0,0,0,-335.52273716562127,0,0,0,-354.17807094477098,0,0,0,-350.24023718593077,-32.099289016357339,-30.671328110121493,0,-171.80772036052363]
[null,null,658,2368800,9,13.460000000000003,1318.3977153852434,123,0,0,28.85694989106754,28.604595867061384,27.912094556551224,25.474086769178051,21.506386834946813,19.545557130570369,21.506386834946813,25.474086769178051,27.912094556551224,13.320213021911067,-231.15753255966291,0,2.8975930791005275,464.48510270417785,-405.95099336892656,-292.58923497401474,7.1461422169905484,0,2.6610054742612563,0,0,0,13.210832820739819,-37.435548679995051,0,0,61.610939493971337,0,478.96263157045587,0,15.809523761231343,0,0,0,-45.518517366654081,0,0,0,-161.66100350421374,0,0,0,-47.51515934068965,2.8975930791005275,0.20984982520838,0,-156.67773949467011]
[null,null,659,2372400,9,15.363333333333337,1617.6209302512184,123,0,0,31.89568627450981,31.408069039371821,30.674407963120416,28.09149383711565,23.887968212238146,21.810593903446225,23.887968212238146,28.09149383711565,30.674407963120416,14.018317858591519,-186.1780446111876,0,32.692936021337736,636.99799806750309,52.991023699891684,-908.86000239992006,80.62842639449417,0,30.023567612005102,0,0,0,13.443888004353134,-208.29779991841829,0,0,81.071230977411176,0,717.55344649646156,0,376.09837343701213,0,0,0,260.67001005326932,0,0,0,42.072825998065227,0,0,0,272.10414089835513,32.692936021337736,32.796223449977973,0,-152.6251804137797]
[null,null,660,2376000,9,16.47,1306.1590113520049,123,0,0,33.34549019607843,32.786772594916719,32.04067236850846,29.413965191876283,25.139169210524081,23.026573228134467,25.139169210524081,29.413965191876283,32.04067236850846,14.692444129646908,-71.404526273928695,0,43.649524891385937,703.38505859819372,526.72882374116602,-1345.1679335046742,107.64993705559959,0,40.085554290782888,0,0,0,13.807826775915732,-323.27273182873125,0,0,72.760739743771325,0,828.40500546041312,0,659.40113747538101,0,0,0,506.73176867839652,0,0,0,217.60790750436954,0,0,0,528.95924833839456,43.649524891385937,58.529246683297643,0,-171.51128949200202]
[null,null,661,2379600,9,17.146666666666668,1260.5542569069712,123,0,0,33.148681917211334,32.770954247783344,32.056518569163259,29.541289035850415,25.4479157063688,23.424978450881756,25.4479157063688,29.541289035850415,32.056518569163259,15.387268146862066,32.291416786291393,0,43.388169487167183,704.65081471918768,1026.6798740282779,-1742.4274414483414,107.00537350345789,0,39.845538476840595,0,0,0,14.250858920197938,-416.15742870901897,0,0,75.182050479729241,0,865.59225673070773,0,924.95115375410887,0,0,0,735.23369514684543,0,0,0,375.9484986671502,0,0,0,767.48427230494258,43.388169487167183,82.605445999481205,0,-231.54859807488796]
[null,null,662,2383200,9,17.626666666666665,1056.8964647846597,123,0,0,30.471056644880175,30.747610343683817,30.147642489062719,28.035406339412351,24.597878668067871,22.899059080065378,24.597878668067871,28.035406339412351,30.147642489062719,15.971279385902015,90.893552968669837,0,40.845154325350784,650.99839383958567,1351.0894275293699,-1952.0394227256365,100.73370335854425,0,37.510159739387433,0,0,0,14.742284642697911,-451.17125289773037,0,0,60.009777366875795,0,825.48080608621649,0,1055.2459437914863,0,0,0,853.78671848007536,0,0,0,472.26507107863699,0,0,0,891.2375516269442,40.845154325350784,94.551872748777811,0,-314.04126694093929]
[null,null,663,2386800,9,17.193333333333332,758.00691904920404,123,0,0,24.955479302832241,26.285108422853913,25.869378203333813,24.40576579242056,22.023831289751286,20.846683822923502,22.023831289751286,24.40576579242056,25.869378203333813,16.394183917123744,167.90319714969064,0,20.039577442492636,508.7479499968947,1601.8620504804157,-1962.7463807701124,49.422284794006373,0,18.403351961659364,0,0,0,15.219583989513602,-432.03700215337426,0,0,41.140093473701356,0,675.83053301024779,0,1099.4470352162891,0,0,0,894.43732707489198,0,0,0,506.19180760319637,0,0,0,933.67127434950612,20.039577442492636,98.613524569780154,0,-394.21600962434866]
[null,null,664,2390400,9,16.630000000000003,405.7228540623197,147.59999999999997,0,0,19.006797385620914,21.452307250181569,21.231802581734357,20.455497770945765,19.192111918504342,18.567749051195907,19.192111918504342,20.455497770945765,21.231802581734357,16.638884522004613,181.98653316221817,0,9.3705132488948087E-2,258.78134438227784,1745.4501955110786,-1822.3387118636272,0.23109877230788786,0,8.6054136558357086E-2,0,0,0,15.633184223698148,-370.65918012143607,0,0,20.573644221463507,0,402.12715255061545,0,1057.6766872503986,0,0,0,861.16799161122094,0,0,0,489.02161224796953,0,0,0,898.94259979752587,9.3705132488948087E-2,94.881725512856704,0,-476.6433698751519]
[null,null,665,2394000,9,14.9,83.526121454100362,246,0,0,12.181971677559915,15.683163976759461,15.647353045585666,15.52127771872386,15.316098281361711,15.214698996593242,15.316098281361711,15.52127771872386,15.647353045585666,16.670674434983059,153.46606804295766,0,-42.947685985646153,10.813294230131248,1707.2413542876627,-1521.6408944891903,-105.91903816920717,0,-39.441020320953406,0,0,0,15.944284913770639,-268.66166337839741,0,0,-2.8612437759647591,0,114.71338716242833,0,901.03595470722144,0,0,0,735.60959055708588,0,0,0,422.32664768549336,0,0,0,767.8766561378593,-42.947685985646153,80.870816003309884,0,-546.25226696150344]
[null,null,666,2397600,9,13.733333333333331,0.34236059757060844,246,195,0,10.03126361655773,13.736355965431978,13.736217752652458,13.735731163201041,13.734939270351322,13.734547918422459,13.734939270351322,13.735731163201041,13.736217752652458,16.499592805279804,-95.195681353880218,0,-67.803722914472871,-256.27783198253576,1324.1946193247659,-1095.3087457816375,-167.21983852151305,0,-62.267569298140955,0,0,0,16.131900090721043,-137.3071864301555,0,0,-23.980962111912788,0,-203.17673355647531,0,606.29106408765608,0,0,0,491.18306596515237,0,0,0,273.19258672601654,0,0,0,512.72851127352612,-67.803722914472871,54.337985331762553,0,-596.8086381084172]
[null,null,667,2401200,9,12.360000000000003,0,368.99999999999994,195,0,8.6541176470588255,12.360000000000003,12.360000000000003,12.360000000000003,12.360000000000003,12.360000000000003,12.360000000000003,12.360000000000003,12.360000000000003,16.246801879831601,-251.48404281089802,0,-95.367642552786577,-306.07746227289914,843.79957724409746,-693.83851522930979,-235.19891095021782,0,-87.580903174690235,0,0,0,16.201380542185426,-18.617989413735895,0,0,-30.93099044804816,0,-298.87728787520268,0,297.75380154362472,0,0,0,236.25348494620746,0,0,0,119.78474509233897,0,0,0,246.61659982440315,-95.367642552786577,26.58291376067228,0,-626.24504129175114]
[null,null,668,2404800,9,10.949999999999998,0,442.8,195,0,7.2441176470588209,10.949999999999998,10.949999999999998,10.949999999999998,10.949999999999998,10.949999999999998,10.949999999999998,10.949999999999998,10.949999999999998,15.834199703323511,-394.91553872416603,0,-120.00778570022169,-306.86367119631149,241.14859899208881,-209.19268081972166,-295.96726674475741,0,-110.20918603290968,0,0,0,16.155948759759571,116.03528955563014,0,0,-48.486701946202928,0,-351.73824398296006,0,-54.222449461769841,0,0,0,-64.911189481150529,0,0,0,-85.153428050946388,0,0,0,-67.758479177751838,-120.00778570022169,-5.2938543806151168,0,-630.46418044948371]
[null,null,669,2408400,9,10.413333333333334,0,492,195,0,6.7074509803921574,10.413333333333334,10.413333333333334,10.413333333333334,10.413333333333334,10.413333333333334,10.413333333333334,10.413333333333334,10.413333333333334,15.582145174239692,-444.68334352694615,0,-127.29617364482985,-335.25437940506743,37.89661405099605,-20.029404528044893,-313.94213601140308,0,-116.9024792903475,0,0,0,16.026551665145455,162.6558659462321,0,0,-26.692092882464678,0,-398.15862623835665,0,-166.26569506774433,0,0,0,-166.46709465193396,0,0,0,-166.84850335152191,0,0,0,-173.76907212629908,-127.29617364482985,-15.55876124288398,0,-610.5590686772905]
[null,null,670,2412000,9,9.7233333333333327,0,410,0,0,6.0174509803921561,9.7233333333333327,9.7233333333333327,9.7233333333333327,9.7233333333333327,9.7233333333333327,9.7233333333333327,9.7233333333333327,9.7233333333333327,15.243136519397762,-214.62139779678103,0,-135.92851457142274,-325.88400247631103,20.486909604006314,226.70420964694642,-335.23150765296225,0,-124.82999217234396,0,0,0,15.850932239485827,222.38801359267106,0,0,-37.678217362749564,0,-411.88858902114885,0,-235.2242257967456,0,0,0,-235.22485892967288,0,0,0,-235.22605795104857,0,0,0,-245.54285375565647,-135.92851457142274,-22.005858436977565,0,-580.68578648826576]
[null,null,671,2415600,9,8.8899999999999988,0,410,0,0,5.1841176470588222,8.8899999999999988,8.8899999999999988,8.8899999999999988,8.8899999999999988,8.8899999999999988,8.8899999999999988,8.8899999999999988,8.8899999999999988,14.944710093054006,-189.76258644140069,0,-149.03063608641085,-330.43088681799111,-95.621908618270254,385.3208450812715,-367.54440360985808,0,-136.86232939984808,0,0,0,15.633480469741022,252.67987363601881,0,0,-31.489445815088029,0,-428.1503084234721,0,-296.00297649385311,0,0,0,-296.00297649385311,0,0,0,-296.00297649385311,0,0,0,-308.98696634014925,-149.03063608641085,-27.691857406201262,0,-532.04515366406042]
[null,null,672,2419200,10,9.3870967741935463,0,410,0,0,5.6812144212523696,9.3870967741935463,9.3870967741935463,9.3870967741935463,9.3870967741935463,9.3870967741935463,9.3870967741935463,9.3870967741935463,9.3870967741935463,14.731802843770584,114.63371077367594,0,-157.96761727435197,-350.57492274419906,-117.56860372865776,740.7448545208847,-389.58508938462575,0,-89.943157429543973,0,0,0,15.397675301436301,264.41387716800625,0,0,309.51934112751246,0,-452.83226033706183,0,-313.9800145073288,0,0,0,-313.9800145073288,0,0,0,-313.9800145073288,0,0,0,-327.75255615063128,-157.96761727435197,-29.373656620356684,0,-219.22198818762263]
[]
[null,null,720,2592000,10,9.3870967741935463,0,410,0,0,5.6812144212523696,9.3870967741935463,9.3870967741935463,9.3870967741935463,9.3870967741935463,9.3870967741935463,9.3870967741935463,9.3870967741935463,9.3870967741935463,17.789022750944049,-16.749391305487393,0,-206.86244594941724,-96.825821348632928,-196.80666237843047,483.74553837099324,-582.3606042872151,0,-117.78275739878404,0,0,0,18.541631437048437,276.32692531400215,0,0,-30.565827677484378,0,-203.6903172308887,0,-345.99755167491423,0,0,0,-345.99755167491423,0,0,0,-345.99755167491423,0,0,0,-361.17452303852383,-206.86244594941724,-32.368981479061055,0,-519.47217807467314]
[null,null,721,2595600,10,9.2290322580645174,0,410,0,0,5.5231499051233408,9.2290322580645174,9.2290322580645174,9.2290322580645174,9.2290322580645174,9.2290322580645174,9.2290322580645174,9.2290322580645174,9.2290322580645174,17.50457139308547,-35.813015493448574,0,-204.04468820845554,-103.50417571318748,-289.14885831534411,560.88470674353857,-574.42803299216894,0,-116.17839042492844,0,0,0,18.284993371477416,286.65306885260674,0,0,-29.766370057939216,0,-214.36212291187519,0,-379.46847597286637,0,0,0,-379.46847597286637,0,0,0,-379.46847597286637,0,0,0,-396.11362899592564,-204.04468820845554,-35.500274528514218,0,-479.8225526727133]
[null,null,722,2599200,10,8.9774193548387107,0,410,0,0,5.271537001897534,8.9774193548387107,8.9774193548387107,8.9774193548387107,8.9774193548387107,8.9774193548387107,8.9774193548387107,8.9774193548387107,8.9774193548387107,17.207560371537717,-52.673819727002979,0,-202.89381426557199,-97.112833729794247,-383.28213915633341,630.6149674246966,-571.18808462087304,0,-115.52310905769379,0,0,0,18.018798172245539,297.94220483337205,0,0,-31.442808572197762,0,-212.3366523474898,0,-414.41232078432171,0,0,0,-414.41232078432171,0,0,0,-414.41232078432171,0,0,0,-432.59026422589864,-202.89381426557199,-38.769363168112207,0,-451.07802368020054]
[null,null,723,2602800,10,8.4290322580645167,0,410,0,0,4.7231499051233401,8.4290322580645167,8.4290322580645167,8.4290322580645167,8.4290322580645167,8.4290322580645167,8.4290322580645167,8.4290322580645167,8.4290322580645167,16.894219368302338,-48.334355504487007,0,-208.57252638266863,-91.191627401024036,-456.99432649419646,708.42412477340213,-587.17483468035073,0,-118.75643818399196,0,0,0,17.741372284265392,311.11393503001091,0,0,-33.151693338818788,0,-211.50937707795819,0,-446.45363588271795,0,0,0,-446.45363588271795,0,0,0,-446.45363588271795,0,0,0,-466.03705204901991,-208.57252638266863,-41.766912514817442,0,-421.08944362230608]
[null,null,724,2606400,10,8.0290322580645164,0,410,0,0,4.3231499051233397,8.0290322580645164,8.0290322580645164,8.0290322580645164,8.0290322580645164,8.0290322580645164,8.0290322580645164,8.0290322580645164,8.0290322580645164,16.621904618922127,-29.052608209044365,0,-211.76049681271337,-96.557264138729607,-446.66477859571523,725.92993133811387,-596.14963132635285,0,-120.57159581704187,0,0,0,17.459247179154222,307.79472567059224,0,0,-27.97910968184684,0,-215.59136896448297,0,-440.37230883123061,0,0,0,-440.37230883123061,0,0,0,-440.37230883123061,0,0,0,-459.68897129922931,-211.76049681271337,-41.19798836565856,0,-391.5330935567136]
[null,null,725,2610000,10,8.380645161290321,19.481422390792044,410,0,0,4.8990934008011786,8.5037311187754927,8.5212600757306785,8.5180170332140097,8.482444461893893,8.4488375512556733,8.482444461893893,8.5180170332140097,8.5212600757306785,16.376695821567026,-66.832801185195763,0,-197.34514945633626,-102.9961744437811,-484.30694813373225,717.81547084865383,-555.56744465181907,0,-112.36382590161436,0,0,0,17.184540130360702,297.07070766796585,0,0,-24.81985426802153,0,-217.88295712066807,0,-437.88847541291807,0,0,0,-437.88847541291807,0,0,0,-437.88847541291807,0,0,0,-457.09618604446814,-197.34514945633626,-40.965619212971689,0,-360.71350938334626]
[null,null,726,2613600,10,8.7838709677419349,260.24927360488351,328,0,0,9.0753531520134914,10.977149361482656,11.289499229332131,11.23171119869793,10.59784074198387,9.9989965481442873,10.59784074198387,11.23171119869793,11.289499229332131,16.124586718179945,-74.39453436040958,0,-181.21379059022169,-89.6264894977718,-545.42576185163989,741.87150757922382,-510.15433037615441,0,-103.17899818133841,0,0,0,16.926507365602308,294.74074568270134,0,0,-25.184979155837059,0,-203.61220105139719,0,-450.14435714231121,0,0,0,-450.14435714231121,0,0,0,-450.14435714231121,0,0,0,-469.88966454338276,-181.21379059022169,-42.112189201076752,0,-328.19843761807579]
[null,null,727,2617200,10,10.312903225806455,713.20703762416406,393.6,0,0,16.286074214632091,15.623616914471802,16.379927979941179,16.240002430040221,14.705174694118128,13.255158104031938,14.705174694118128,16.240002430040221,16.379927979941179,16.019041429055157,-283.42744663787789,0,-141.31237697477647,-27.092755550361744,-745.68283653880212,630.66052242606247,-397.8235917621152,0,-80.460043572797673,0,0,0,16.714638444891676,256.29484717888408,0,0,-7.0609068936635992,0,-126.2102035148268,0,-457.02468277632261,0,0,0,-457.02468277632261,0,0,0,-457.02468277632261,0,0,0,-477.07179146071024,-141.31237697477647,-42.755861770258619,0,-299.82980540360956]
[null,null,728,2620800,10,12.690322580645159,1120.724892976152,196.8,0,0,24.661016234450766,21.291763635957672,22.516714825286499,22.290085893628206,19.804218442560547,17.45571446361868,19.804218442560547,22.290085893628206,22.516714825286495,16.003211940808718,-296.93809771411469,0,-82.631544404691368,84.353383854771693,-791.99922016712571,493.3392830029307,-232.6249015950857,0,-47.048516241969111,0,0,0,16.576544663351267,211.44177890878817,0,0,2.0002026656614476,0,2.5820577856285736,0,-419.47422701280465,0,0,0,-418.72688320881105,0,0,0,-422.34589250832471,0,0,0,-437.09408229698414,-82.631544404691368,-39.157130224806124,0,-274.30990050331076]
[null,null,729,2624400,10,15.025806451612901,1495.4145522733506,123,0,0,33.13828800337339,26.997130481100058,28.701994528119698,28.386576639664575,24.926793033671473,21.658189326960201,24.926793033671473,28.386576639664575,28.701994528119698,16.229802354713495,-328.08928999695593,0,-30.519700168446207,194.92139915184808,-657.2450936853138,164.75410470495606,-85.919273318014376,0,-17.377221004641491,0,0,0,16.534757823384744,113.72560886537019,0,0,29.945283238517952,0,150.94005406037664,0,-276.2514829763503,0,0,0,-262.92183788802652,0,0,0,-327.47058944799244,0,0,0,-274.45474378628381,-30.519700168446207,-24.313943312296207,0,-248.1319920721227]
[null,null,730,2628000,10,17.148387096774194,1672.5630900244087,123,0,0,38.064263124604686,30.657880706807966,32.581799054724812,32.225853802714333,28.321530070257005,24.632950529616146,28.321530070257005,32.225853802714333,32.581799054724812,16.707055725595584,-323.57236210453249,0,10.231132127860795,286.46788116985084,-282.81194750086928,-337.45942790137485,28.802754705802315,0,5.8253732222879959,0,0,0,16.62525378611015,-27.706849642969694,0,0,56.790508339871757,0,297.18300969457511,0,-25.216650830309078,0,0,0,7.2542416031243286,0,0,0,-149.98592156161305,0,0,0,7.5724444821399768,10.231132127860795,1.3682495467156559,0,-236.86842542437159]
[null,null,731,2631600,10,18.583870967741934,1807.4698104826907,123,0,0,41.144960995150754,32.996062414003312,35.048536056431956,34.668806714648738,30.503597956671008,26.568549313175183,30.503597956671008,34.668806714648738,35.048536056431956,17.340374162219376,-249.78148423290645,0,30.349648536518441,309.83558750052879,276.89627741315292,-866.86299768310664,85.440542774754263,0,17.280397484950957,0,0,0,16.860298091301424,-174.02048306051429,0,0,72.702177737542343,0,377.13489673113077,0,276.34224643211274,0,0,0,329.11433996218778,0,0,0,73.565693917895658,0,0,0,343.55073955166381,30.349648536518441,31.910252741177551,0,-235.07356408970026]
[null,null,732,2635200,10,19.883870967741935,1770.784623751349,123,0,0,42.411385199240982,34.277640009182335,36.327490074171962,35.948246121975941,31.788361548192512,27.858342886387604,31.788361548192512,35.948246121975941,36.327490074171962,18.062060855074026,-154.83430650335731,0,44.689803207751801,303.10964088719834,863.08031168660318,-1365.7140622849106,125.81104647629921,0,25.445354400890761,0,0,0,17.226152944084394,-305.0703355384648,0,0,80.061165364898542,0,421.09013655877482,0,568.01840045637482,0,0,0,641.59013956654815,0,0,0,285.31929527999813,0,0,0,669.73309933097062,44.689803207751801,61.584915738429551,0,-258.14206210276438]
[null,null,733,2638800,10,20.848387096774189,1655.4452748274559,123,0,0,41.619259962049327,34.278320211262439,36.190908164305291,35.837059155237334,31.955728877597124,28.288872224918141,31.955728877597124,35.837059155237334,36.190908164305291,18.895494764531865,-605.35335216034923,0,48.106725348291633,262.82688415051337,972.55086772208233,-1888.8378293812366,734.17859797031201,0,27.390871914631013,0,0,0,17.704207545615937,-435.63007088932551,0,0,92.191186431696394,0,431.29902223057377,0,739.4221992881404,0,0,0,822.68007410591599,0,0,0,419.50415746197507,0,0,0,858.76643328873729,48.106725348291633,78.732063654621129,0,-307.26265556842446]
[null,null,734,2642400,10,21.28709677419355,1507.3597091213635,123,0,0,39.746036263967952,33.448515728152046,35.180451634679784,34.860025165758941,31.345302999782966,28.024796514964315,31.345302999782966,34.860025165758941,35.180451634679784,19.495853560540063,-537.60999772986588,0,44.215969500251681,225.28349154154768,1235.3202293146651,-2042.4296880863303,684.12751154335467,0,25.175564297802161,0,0,0,18.243672597402888,-459.89099446767023,0,0,61.276253926090526,0,403.13810787591365,0,831.42925988369791,0,0,0,920.32635954316606,0,0,0,489.84251977859901,0,0,0,960.6959134210656,44.215969500251681,87.986892890544127,0,-372.77410617187422]
[null,null,735,2646000,10,20.483870967741932,1089.561436685339,123,0,0,32.436854311617125,29.075594710621409,30.299162034927456,30.07278913294153,27.589730042767567,25.243879240981347,27.589730042767567,30.07278913294153,30.299162034927456,19.850006227235195,-106.61838949878734,0,16.08111933829213,202.20111655841697,1599.7657883936824,-1924.6664137891789,248.81363634184012,0,9.1562224792899531,0,0,0,18.745500196684887,-406.84251041537544,0,0,31.987670090858259,0,359.54018052985475,0,862.21505162016547,0,0,0,951.09319268068066,0,0,0,520.70115985362952,0,0,0,992.81231491019582,16.08111933829213,90.864808465246384,0,-447.6058132409878]
[null,null,736,2649600,10,18.79032258064516,731.39999204364585,147.59999999999997,0,0,25.666719375922408,24.596619203395541,25.423507385026589,25.270524321834831,23.592470180334374,22.007141555310088,23.592470180334374,25.270524321834831,25.423507385026589,20.013104933032984,195.13347426170276,0,-29.337782930303213,101.48465039359697,1819.0709626473174,-1696.0843558489084,-88.780835143321028,0,-16.704264293302607,0,0,0,19.143582745988745,-320.09512877943473,0,0,27.348648463795506,0,225.27571611225386,0,819.15169961480012,0,0,0,902.1758003239504,0,0,0,500.13193384029745,0,0,0,941.74919100309296,-29.337782930303213,86.164133295812221,0,-533.96414706151722]
[null,null,737,2653200,10,17.20645161290323,279.43251095908175,246,0,0,17.988288003373395,19.668778094633744,20.019443725301379,19.954566873113471,19.242939924155273,18.570635887818664,19.242939924155273,19.954566873113471,20.019443725301379,20.138498099734161,218.08041056488355,0,-71.592685742428984,3.564673336304736,1809.4057047536771,-1523.2972817826694,-201.54822950174585,0,-40.763241958329232,0,0,0,19.44710240723197,-255.18623860041046,0,0,7.9874958509717118,0,102.25338676201754,0,743.53980663635184,0,0,0,818.76265221268523,0,0,0,454.49633164923239,0,0,0,854.67717607584916,-71.592685742428984,78.194935688579406,0,-596.83180880658995]
[null,null,738,2656800,10,15.56774193548387,18.156155561486464,246,195,0,12.072538477756694,15.68333746463524,15.699799692302035,15.696754005991149,15.663346212859922,15.631784459612515,15.663346212859922,15.696754005991149,15.699799692302035,19.996707974347292,39.367347059603162,0,-108.58518427120626,-87.76509520673244,1357.5671912291189,-1121.8495646915769,-305.68977002370423,0,-61.825926680017474,0,0,0,19.636638306134479,-134.34563770408323,0,0,-21.367373125484804,0,-35.809322779153035,0,494.95134601079832,0,0,0,548.36944859178311,0,0,0,289.69250637333482,0,0,0,572.42333966028264,-108.58518427120626,52.43586466981882,0,-634.1014970040967]
[null,null,739,2660400,10,13.877419354838709,0,368.99999999999994,195,0,10.171537001897534,13.877419354838709,13.877419354838709,13.877419354838709,13.877419354838709,13.877419354838709,13.877419354838709,13.877419354838709,13.877419354838709,19.739085203529694,-93.276545406211994,0,-143.92651859233592,-144.41588588371417,899.63662967738924,-704.57077060755114,-405.18294152280851,0,-81.948476171251798,0,0,0,19.70455688527808,-14.723037903868601,0,0,-33.135610615237283,0,-138.722014315953,0,248.04748222570041,0,0,0,284.1858843761114,0,0,0,109.18582047910915,0,0,0,296.65152469130857,-143.92651859233592,27.353821733609056,0,-651.11809874693608]
[null,null,740,2664000,10,13.116129032258067,0,442.8,195,0,9.4102466793168915,13.116129032258067,13.116129032258067,13.116129032258067,13.116129032258067,13.116129032258067,13.116129032258067,13.116129032258067,13.116129032258067,19.388599962940742,-254.3620694437447,0,-154.46574016819417,-130.5566646495991,333.66334781794149,-303.00301244389294,-434.85303179687628,0,-87.949268496529058,0,0,0,19.664576824171228,99.560947967854261,0,0,-41.033421769295728,0,-169.06008049318396,0,-20.551653299254262,0,0,0,-5.0035604627019161,0,0,0,-80.295136126409531,0,0,0,-5.2230385875930017,-154.46574016819417,-0.1378957450081516,0,-664.46365097550597]
[null,null,741,2667600,10,12.222580645161285,0,492,195,0,8.5166982922201093,12.222580645161285,12.222580645161285,12.222580645161285,12.222580645161285,12.222580645161285,12.222580645161285,12.222580645161285,12.222580645161285,19.021028341960907,-347.59751552407721,0,-167.37766227841425,-104.51372148056473,-103.12980203454902,27.423670269450781,-471.20276520598378,0,-95.301022375683701,0,0,0,19.532702446565427,186.65224300287733,0,0,-41.269060102867414,0,-176.69813793266661,0,-226.11972431101128,0,0,0,-225.16446092729385,0,0,0,-229.7903199371429,0,0,0,-235.04116253704083,-167.37766227841425,-21.044440581824638,0,-650.2259535666077]
[null,null,742,2671200,10,11.209677419354838,0,410,0,0,7.5037950664136615,11.209677419354838,11.209677419354838,11.209677419354838,11.209677419354838,11.209677419354838,11.209677419354838,11.209677419354838,11.209677419354838,18.627466117834363,-96.878322816160733,0,-182.60371109992496,-86.61953363333896,-136.75721100077817,309.10213291788136,-514.06724431385339,0,-103.9703872101523,0,0,0,19.329620388826953,256.92202487907042,0,0,-43.377262794429384,0,-185.9795313554248,0,-310.5218780809451,0,0,0,-310.5099820809429,0,0,0,-310.56758841206522,0,0,0,-324.13031287040809,-182.60371109992496,-29.048773315524514,0,-623.66519263639373]
[null,null,743,2674800,10,10.277419354838711,0,410,0,0,6.5715370018975348,10.277419354838711,10.277419354838711,10.277419354838711,10.277419354838711,10.277419354838711,10.277419354838711,10.277419354838711,10.277419354838711,18.341866970792392,-41.098876803580538,0,-198.52212123850211,-91.143506150803432,-157.08278690801603,405.64953749374104,-558.88086384274709,0,-113.03396678314466,0,0,0,19.086721115281467,273.52491201709347,0,0,-29.488795412378821,0,-196.92437350829903,0,-333.37027898368882,0,0,0,-333.37027898368882,0,0,0,-333.37027898368882,0,0,0,-347.99336273998017,-198.52212123850211,-31.18766688913195,0,-587.39533973989103]
[null,null,744,2678400,11,12.328033333333334,0,410,0,0,8.6221509803921563,12.328033333333334,12.328033333333334,12.328033333333334,12.328033333333334,12.328033333333334,12.328033333333334,12.328033333333334,12.328033333333334,18.086448936576559,266.68532767742653,0,-213.10627858500027,-96.456097949760135,-201.55270116991801,777.80040538210494,-599.93828558184464,0,-121.33785325574453,0,0,0,18.830238977628682,289.37551180770078,0,0,244.78470064753819,0,-208.366901266735,0,-361.23698309175006,0,0,0,-361.23698309175006,0,0,0,-361.23698309175006,0,0,0,-377.08242281038525,-213.10627858500027,-33.794670391872934,0,-272.79080943031192]
[]
[null,null,792,2851200,11,12.328033333333334,0,410,0,0,8.6221509803921563,12.328033333333334,12.328033333333334,12.328033333333334,12.328033333333334,12.328033333333334,12.328033333333334,12.328033333333334,12.328033333333334,20.978137707119394,-19.523078346435568,0,-212.99406302270825,-93.814071079062884,-207.43215941775293,494.71721517308856,-599.62237554623198,0,-121.27396027464229,0,0,0,21.788387822458564,297.48909381208932,0,0,-32.930320355220516,0,-208.86265711378431,0,-371.4206078009808,0,0,0,-371.4206078009808,0,0,0,-371.4206078009808,0,0,0,-387.7127460001156,-212.99406302270825,-34.747375282433865,0,-585.33073535694939]
[null,null,793,2854800,11,11.349533333333335,0,410,0,0,7.6436509803921586,11.349533333333335,11.349533333333335,11.349533333333335,11.349533333333335,11.349533333333335,11.349533333333335,11.349533333333335,11.349533333333335,20.634574620191756,6.975947058039651,0,-228.61872083000685,-94.924200813452956,-289.35653139623219,619.87540009773159,-643.60902145809712,0,-130.1702839718206,0,0,0,21.506957747785727,320.2358127399101,0,0,-36.56754563196796,0,-218.7696735374997,0,-415.78766300947461,0,0,0,-415.78766300947461,0,0,0,-415.78766300947461,0,0,0,-434.02593499807517,-228.61872083000685,-38.898030052596908,0,-542.75556833209487]
[null,null,794,2858400,11,10.75213333333333,0,410,0,0,7.0462509803921529,10.75213333333333,10.75213333333333,10.75213333333333,10.75213333333333,10.75213333333333,10.75213333333333,10.75213333333333,10.75213333333333,20.319684026500244,27.283606877782518,0,-235.7245687228029,-103.28103073184184,-314.70556584016663,680.99477217259391,-663.61345413232766,0,-134.21619165036807,0,0,0,21.211588388072666,327.66871435609789,0,0,-32.877324548815324,0,-230.00104520839315,0,-429.94189253047244,0,0,0,-429.94189253047244,0,0,0,-429.94189253047244,0,0,0,-448.80103115548206,-235.7245687228029,-40.222195472258683,0,-508.62169026033666]
[null,null,795,2862000,11,9.9452999999999996,0,410,0,0,6.239417647058823,9.9452999999999996,9.9452999999999996,9.9452999999999996,9.9452999999999996,9.9452999999999996,9.9452999999999996,9.9452999999999996,9.9452999999999996,19.973682199226101,46.766150017174482,0,-247.01322287421178,-102.63541415593428,-371.29693136897072,767.71171841629132,-695.39335223336502,0,-140.64369378673598,0,0,0,20.90645908561871,342.54585290950484,0,0,-36.725043093421682,0,-235.108895870156,0,-459.68698388673749,0,0,0,-459.68698388673749,0,0,0,-459.68698388673749,0,0,0,-479.85087278392859,-247.01322287421178,-43.004927045193469,0,-475.91688543150428]
[null,null,796,2865600,11,9.5367333333333342,0,410,0,0,5.8308509803921575,9.5367333333333342,9.5367333333333342,9.5367333333333342,9.5367333333333342,9.5367333333333342,9.5367333333333342,9.5367333333333342,9.5367333333333342,19.621967566795682,39.258627686714703,0,-248.57946569515167,-105.91580062209485,-454.96160367235461,848.71549767631586,-699.80264997456118,0,-141.53547671698064,0,0,0,20.588617617344994,355.04588479919454,0,0,-37.033614205632574,0,-243.22344608958048,0,-493.4083548947815,0,0,0,-493.4083548947815,0,0,0,-493.4083548947815,0,0,0,-515.05141114345611,-248.57946569515167,-46.159650043446021,0,-440.29505161028379]
[null,null,797,2869200,11,9.6260000000000012,80.591684668121218,410,0,0,6.9091154684095875,10.007844779967396,10.149810038346965,10.219380818958507,10.108460320086797,9.9493674476035583,10.108460320086797,10.219380818958507,10.149810038346965,19.3082442952518,1.2337871369367122,0,-238.83062921081842,-107.76914126209624,-526.81833224453362,874.65188985438499,-672.35765733678784,0,-135.98471163110608,0,0,0,20.269114425100561,353.16476755581181,0,0,-32.056540786597537,0,-244.34929828204429,0,-508.74430247679976,0,0,0,-508.74430247679976,0,0,0,-508.74430247679976,0,0,0,-531.06006070316005,-238.83062921081842,-47.594368297500623,0,-407.52917604716794]
[null,null,798,2872800,11,10.587333333333335,386.49087859745993,328,0,0,14.297790849673202,13.450727573859842,14.515302826750897,15.037003221683705,14.20522776137048,13.012215211045133,14.20522776137048,15.037003221683705,14.515302826750895,19.023393254667944,-56.639431155237048,0,-208.45457540937443,-85.696970496870108,-652.66336615182604,890.17548090283356,-586.84277827558083,0,-118.68927959071176,0,0,0,19.96886435038747,347.56009428398778,0,0,-28.035844266079565,0,-220.10962037614547,0,-533.10764531067207,0,0,0,-533.10764531067207,0,0,0,-533.10764531067207,0,0,0,-556.49208669597817,-208.45457540937443,-49.873623133669462,0,-371.65755878015955]
[null,null,799,2876400,11,12.434466666666669,612.03804027697674,393.6,0,0,22.650425272331152,17.809586998397361,19.80799155110746,20.787319636701305,19.225923331265495,16.986418227670491,19.225923331265495,20.787319636701305,19.807991551107456,18.898681301643705,-251.63032758170243,0,-160.13912375636329,30.189983785959981,-877.25950879624042,755.57832118494127,-450.82478094445833,0,-91.179563680020038,0,0,0,19.71394547801259,300.42641353824291,0,0,-9.4597538639235097,0,-85.994558114892556,0,-536.48793407635162,0,0,0,-536.48793407635162,0,0,0,-536.48793407635162,0,0,0,-560.02064976460906,-160.13912375636329,-50.189858043195542,0,-335.13370482306198]
[null,null,800,2880000,11,15.170833333333336,721.97002815689905,196.8,0,0,30.681781045751638,22.590309988960396,25.348781430018789,26.70058407271868,24.545331218196399,21.454059802709637,24.545331218196399,26.70058407271868,25.348781430018786,18.844244906358053,-249.41772845270691,0,-91.685331407611187,160.16818830043655,-918.39013217979641,600.48954683426416,-258.113186072769,0,-52.203536009868039,0,0,0,19.518677660411885,248.71110364633279,0,0,-2.9226726351761059,0,63.983617501616806,0,-495.47227558841621,0,0,0,-484.4061202686612,0,0,0,-498.53141976880977,0,0,0,-505.65429899156209,-91.685331407611187,-45.657950182933263,0,-302.46764841996207]
[null,null,801,2883600,11,17.653133333333336,1562.5813224678395,123,0,0,39.137338126361655,27.378840585625458,30.994740593774338,32.766730368255658,29.941550198458479,25.88940444480869,29.941550198458479,32.766730368255658,30.994740593774331,19.166435571713144,-289.55849422378168,0,-38.148334078476786,248.4795064930679,-613.00688541464751,113.11721877627468,-107.39545684345561,0,-21.720791114650627,0,0,0,19.4491084312066,106.30173853566534,0,0,44.142666488176019,0,207.36921046559061,0,-299.75752717363912,0,0,0,-216.58659849590796,0,0,0,-322.74942048171522,0,0,0,-226.08703740711297,-38.148334078476786,-22.821244968097723,0,-272.81617250208359]
[null,null,802,2887200,11,19.898533333333329,1826.3196790457582,123,0,0,45.916725054466227,31.374779569192242,35.641508741816779,37.732440583773979,34.398753639658239,29.617258449011267,34.398753639658239,37.732440583773979,35.641508741816772,19.705757284205923,-296.20342397069783,0,4.0820747064426701,332.17563876768406,-191.56283884828429,-440.89829859654026,11.491885256789438,0,2.3242402100873165,0,0,0,19.562828769695386,-49.949468288327118,0,0,63.951839173270727,0,351.49270221401019,0,-61.885322754763536,0,0,0,95.296295071447233,0,0,0,-105.33683934241765,0,0,0,99.47640887386035,4.0820747064426701,4.0790635185975122,0,-259.55443767184613]
[null,null,803,2890800,11,21.560266666666667,1962.4311169582015,123,0,0,50.720070588235288,34.249466251381136,38.96715676905103,41.279084459982442,37.593051752295807,32.30618830056099,37.593051752295807,41.279084459982442,38.967156769051023,20.476867717541719,-509.56096357416607,0,26.400750059312898,373.7381037588047,178.41532735507303,-1088.1151447473567,402.91384465642693,0,15.031984781531317,0,0,0,19.842381503652025,-229.80652926130603,0,0,95.602725551435299,0,462.6116685482433,0,195.02683701842227,0,0,0,412.68923152606015,0,0,0,134.85592596497972,0,0,0,430.79159270931478,26.400750059312898,31.911138645351006,0,-253.79188345874962]
[null,null,804,2894400,11,23.122433333333333,1909.9600199580748,123,0,0,50.22341372549019,35.016736305933726,39.438893903306898,41.605994217483371,38.150867714078629,33.195192200435365,38.150867714078629,41.605994217483371,39.438893903306891,21.329268465486589,-638.57729551152624,0,43.928433797660979,386.84527370908393,605.44711074697784,-1674.7981137652491,679.67864189475119,0,25.011848028537848,0,0,0,20.282172639570561,-382.4016590686183,0,0,93.33671607935608,0,534.73227558003555,0,433.03046080615155,0,0,0,718.5333779890783,0,0,0,354.10561632774784,0,0,0,750.05140593103317,43.928433797660979,58.436349803176491,0,-286.47115742570367]
[null,null,805,2898000,11,23.901799999999994,1789.8846468536999,123,0,0,49.573041830065364,35.244091436410052,39.461017839132737,41.527543586118277,38.232768613464842,33.50708472349627,38.232768613464842,41.527543586118277,39.46101783913273,22.091554023025363,-561.16013791530213,0,44.622379283396924,332.38731666013092,1093.7790149406869,-2031.9488487995168,690.41564944358663,0,25.406964756561088,0,0,0,20.821585515721811,-465.43781932239409,0,0,81.007542423267424,0,512.38706829455373,0,617.79415008623039,0,0,0,955.16185223631499,0,0,0,524.53172850763895,0,0,0,997.05944373321438,44.622379283396924,78.97779332760507,0,-342.15526202738437]
[null,null,806,2901600,11,24.107800000000001,1570.9042187043945,123,0,0,45.392222657952075,33.756372840301793,37.343595209518178,39.101531364477353,36.298757648577158,32.278749391142178,36.298757648577158,39.101531364477353,37.343595209518178,22.730302663250939,-351.66190600444315,0,34.126815352299964,297.81505343315638,1517.5752831500195,-2201.1790579399189,528.02400417196861,0,19.431030098212805,0,0,0,21.395797663693799,-490.13649413130923,0,0,64.839718010461382,0,487.36657578053166,0,730.96842766117402,0,0,0,1104.3483143133997,0,0,0,627.75074506737542,0,0,0,1152.7898788870493,34.126815352299964,91.826558471699755,0,-421.71578692374317]
[null,null,807,2905200,11,23.520699999999994,1245.1768686235275,123,0,0,40.129305664488015,31.363974312344915,34.280008582576315,35.709025672994258,33.430665603263172,30.162821951893893,33.430665603263172,35.709025672994258,34.280008582576315,23.078108649986273,-36.634459406503083,0,11.273603951817725,239.07285201419316,1761.8852819999454,-2048.8661973724593,174.4297977598001,0,6.4189328960734002,0,0,0,21.928114670827568,-423.7881622859839,0,0,31.016957632117752,0,402.96534375055461,0,728.28873166588926,0,0,0,1079.2277053570497,0,0,0,631.27464791052444,0,0,0,1126.5673697556217,11.273603951817725,90.166920214502667,0,-510.28362188824991]
[null,null,808,2908800,11,22.325900000000001,573.55670911004029,147.59999999999997,0,0,31.810976252723311,27.418832034430196,29.312322400434962,30.240236767280802,28.760812164365063,26.638878778792559,28.760812164365063,30.240236767280802,29.312322400434958,23.222940446742463,444.44473605918029,0,-21.589321075408524,178.10374472076063,2057.3370663827118,-1769.4067539688835,-334.03877988349137,0,-12.292466885222293,0,0,0,22.343163327239079,-324.95030302980456,0,0,8.0657430259518357,0,303.77246223935231,0,700.20404340344658,0,0,0,1034.7548455434235,0,0,0,607.72032978834181,0,0,0,1080.1437350981221,-21.589321075408524,86.510597536558919,0,-589.65960991679856]
[null,null,809,2912400,11,20.780899999999999,375.74075583374287,246,0,0,24.324364052287581,23.579819293099476,24.620423542455352,25.13037682794026,24.317330426418788,23.151180897738644,24.317330426418788,25.13037682794026,24.620423542455352,23.125198890801915,789.48888245348235,0,-57.218259793843096,81.350991443487459,2109.7462595683478,-1344.3901087645099,-885.30424934774408,0,-32.57877175892402,0,0,0,22.615528082909904,-189.53652174474939,0,0,-16.71500713968301,0,154.65085110975971,0,588.45884406761581,0,0,0,873.65323123506107,0,0,0,509.61929007846214,0,0,0,911.97549683489865,-57.218259793843096,72.957713119600214,0,-656.26897720358659]
[null,null,810,2916000,11,19.136333333333329,99.832350251589446,246,0,0,16.72789106753812,19.637265402041518,19.823505870147024,19.914773937387221,19.769260268281428,19.560550536184103,19.769260268281428,19.914773937387221,19.823505870147024,23.174215677199335,257.29721336493139,0,-98.785064590784131,-32.770474738144692,1609.2300145627453,-1220.3772618688849,-298.93944456852262,0,-56.245962112256066,0,0,0,22.778298278881181,-145.27353161784015,0,0,18.50289861800637,0,23.411465200332827,0,443.19375271208048,0,0,0,675.23724678361896,0,0,0,379.04730943743112,0,0,0,704.85611636367389,-98.785064590784131,56.030719481316865,0,-692.95496856889179]
[null,null,811,2919600,11,17.714933333333331,0,368.99999999999994,195,0,14.009050980392153,17.714933333333331,17.714933333333331,17.714933333333331,17.714933333333331,17.714933333333331,17.714933333333331,17.714933333333331,17.714933333333331,22.983185686250387,-103.10912177060845,0,-129.37931851494446,-128.740274269341,1021.2330424863489,-866.22257147267192,-364.22956214611753,0,-73.665632324544418,0,0,0,22.869636888994648,-43.476488040582616,0,0,-25.531223406224065,0,-111.92652015577343,0,226.78822424771613,0,0,0,378.2379227120166,0,0,0,184.921247841526,0,0,0,394.82909826757384,-129.37931851494446,30.725356757951591,0,-708.37916550856812]
[null,null,812,2923200,11,16.139033333333334,0,442.8,195,0,12.433150980392156,16.139033333333334,16.139033333333334,16.139033333333334,16.139033333333334,16.139033333333334,16.139033333333334,16.139033333333334,16.139033333333334,22.67530391431379,-194.84509364246628,0,-160.61525997797452,-132.93824381778651,559.4250878823874,-460.71667772909268,-452.16520296483964,0,-91.45066478211433,0,0,0,22.85845767064572,65.533808510282398,0,0,-36.357152879137793,0,-158.28227209783029,0,27.44722388226285,0,0,0,111.06370258469465,0,0,0,4.3321620729544552,0,0,0,115.93544409125913,-160.61525997797452,7.8175942761424366,0,-698.64020852134024]
[null,null,813,2926800,11,15.036933333333332,0,492,195,0,11.331050980392156,15.036933333333332,15.036933333333332,15.036933333333332,15.036933333333332,15.036933333333332,15.036933333333332,15.036933333333332,15.036933333333332,22.26600254522063,-308.09239983072439,0,-177.93634603955775,-113.2837513815002,49.456056348721972,-66.32835875838839,-500.92764556015248,0,-101.31289602525538,0,0,0,22.748441776915627,175.4051543498428,0,0,-48.747787066289511,0,-181.11855746652046,0,-184.51227445010684,0,0,0,-168.62005025682981,0,0,0,-188.90554417654775,0,0,0,-176.01646581436762,-177.93634603955775,-16.263820548008663,0,-703.14490567898679]
[null,null,814,2930400,11,13.790633333333334,0,410,0,0,10.084750980392158,13.790633333333334,13.790633333333334,13.790633333333334,13.790633333333334,13.790633333333334,13.790633333333334,13.790633333333334,13.790633333333334,21.846687578997013,-47.121239620359518,0,-198.25300891210864,-94.137070894520363,-4.139662013850284,249.40850220011976,-558.12325693976209,0,-112.88074036397929,0,0,0,22.549832021527518,257.10895806459274,0,0,-46.399612192841531,0,-193.56936168255265,0,-278.78422745330636,0,0,0,-278.53816988529979,0,0,0,-278.85224796769984,0,0,0,-290.75607665243587,-198.25300891210864,-26.065549474131277,0,-684.03749295283649]
[null,null,815,2934000,11,13.206966666666663,0,410,0,0,9.5010843137254852,13.206966666666663,13.206966666666663,13.206966666666663,13.206966666666663,13.206966666666663,13.206966666666663,13.206966666666663,13.206966666666663,21.510501675915251,-42.608909222851366,0,-204.58272911671142,-96.214586497941184,-140.61288999167346,398.80129638347466,-575.94272951925018,0,-116.48473864331514,0,0,0,22.299551315119043,289.49980244159781,0,0,-35.536574943818877,0,-208.17345699446867,0,-346.6422649423223,0,0,0,-346.6422649423223,0,0,0,-346.6422649423223,0,0,0,-361.84751625979231,-204.58272911671142,-32.429296101840947,0,-652.24116133902817]
[null,null,816,2937600,12,14.779939516774194,0,410,0,0,11.074057163833018,14.779939516774194,14.779939516774194,14.779939516774194,14.779939516774194,14.779939516774194,14.779939516774194,14.779939516774194,14.779939516774194,21.227283620140032,236.62255795162923,0,-218.14996589887477,-93.502181703022657,-211.3699798903458,759.6446854438725,-614.13730937498849,0,-124.20961374643635,0,0,0,22.026747406096575,308.27858071328069,0,0,216.5542155434851,0,-212.72340881213017,0,-384.02489287239246,0,0,0,-384.02489287239246,0,0,0,-384.02489287239246,0,0,0,-400.86991034093694,-218.14996589887477,-35.926539320035666,0,-359.57499762121847]
[]
[null,null,864,3110400,12,14.779939516774194,0,410,0,0,11.074057163833018,14.779939516774194,14.779939516774194,14.779939516774194,14.779939516774194,14.779939516774194,14.779939516774194,14.779939516774194,14.779939516774194,23.021867484205831,57.141023139472566,0,-202.71472553525697,-79.363872140111042,-158.48069872886958,497.70031954371018,-613.44726258369712,0,-115.4211400203524,0,0,0,23.828624627950017,300.44135165889725,0,0,38.713972194320291,0,-195.55419109193804,0,-362.77760769680179,0,0,0,-362.77760769680179,0,0,0,-362.77760769680179,0,0,0,-378.6906259731457,-202.71472553525697,-33.938799877950807,0,-593.06594000405323]
[null,null,865,3114000,12,14.059778226451611,0,410,0,0,10.353895873510435,14.059778226451611,14.059778226451611,14.059778226451611,14.059778226451611,14.059778226451611,14.059778226451611,14.059778226451611,14.059778226451611,22.792210441928557,9.1533967052661183,0,-215.05393266971237,-101.32489456720978,-226.84130656285151,552.37353050503975,-605.42133497976567,0,-122.44680305812911,0,0,0,23.566117288565263,284.57877025456094,0,0,-24.135971078067726,0,-211.38064388475527,0,-362.16872732306564,0,0,0,-362.16872732306564,0,0,0,-362.16872732306564,0,0,0,-378.05503743355308,-215.05393266971237,-33.881837516671013,0,-480.80289165967292]
[null,null,866,3117600,12,13.685907258612904,0,410,0,0,9.9800249056717263,13.685907258612904,13.685907258612904,13.685907258612904,13.685907258612904,13.685907258612904,13.685907258612904,13.685907258612904,13.685907258612904,22.510172936813436,4.4879212883599848,0,-217.4827503567339,-107.44867351445717,-310.19855262745432,639.6178977870054,-612.25895951536256,0,-123.82971643848373,0,0,0,23.30421974123195,291.67912054469122,0,0,-29.92163412079509,0,-220.25035630728732,0,-389.9841978320008,0,0,0,-389.9841978320008,0,0,0,-389.9841978320008,0,0,0,-407.09061657428606,-217.4827503567339,-36.4840479813885,0,-419.33667537017556]
[null,null,867,3121200,12,12.438649193999998,0,410,0,0,8.7327668410588224,12.438649193999998,12.438649193999998,12.438649193999998,12.438649193999998,12.438649193999998,12.438649193999998,12.438649193999998,12.438649193999998,22.144539551306647,33.9981770332206,0,-238.90168975962936,-97.046016103573876,-366.43308767949111,736.37897057591499,-672.55770749067915,0,-136.02517188643571,0,0,0,23.025441677108752,323.09246400517958,0,0,-41.492238338714678,0,-221.99624760936993,0,-437.50196342700497,0,0,0,-437.50196342700497,0,0,0,-437.50196342700497,0,0,0,-456.69271994626865,-238.90168975962936,-40.929459999552705,0,-436.62320274380289]
[null,null,868,3124800,12,11.782842742483872,0.56323840245487189,410,0,0,8.083232790976389,11.784888543413325,11.785893044879815,11.786567084759417,11.78582255730954,11.784788862065405,11.78582256260313,11.786567084759417,11.785893044879815,21.80272607407732,51.344740921179437,0,-246.86256531381892,-106.60522410512462,-409.17095645400286,813.98348679412584,-694.96922001589985,0,-140.55791280892436,0,0,0,22.723576836426918,338.18619273993068,0,0,-35.913121499351973,0,-237.39268522721591,0,-464.13262547783762,0,0,0,-464.13262547783762,0,0,0,-464.13262547783762,0,0,0,-484.49151972924119,-246.86256531381892,-43.420828515097718,0,-413.81716863775137]
[null,null,869,3128400,12,11.626552419903227,143.82458265038821,410,0,0,9.7190044544804977,12.21309558050052,12.50109205977544,12.694343258197843,12.480882858744879,12.184516351691018,12.480884376447948,12.694343258197843,12.50109205977544,21.511140167958725,29.278061480783322,0,-243.70686917279411,-113.45426667279668,-445.13832381678844,831.57752114316258,-686.08528217401897,0,-138.76113141974221,0,0,0,22.422485610851872,334.9905278408084,0,0,-29.362290235231089,0,-243.00586155396607,0,-469.3745362668659,0,0,0,-469.3745362668659,0,0,0,-469.3745362668659,0,0,0,-489.96336373470564,-243.70686917279411,-43.911223063913383,0,-384.62112468006029]
[null,null,870,3132000,12,12.386552419903225,401.62211262105637,328,0,0,17.174239537761121,15.156807560844889,16.517020723115849,17.429750018906525,16.421572260308402,15.02182728854396,16.421579428450514,17.429750018906525,16.517020723115849,21.211487164097154,-21.492589818379884,0,-217.96592847604308,-77.978525290319112,-613.50649296291135,887.9583569108936,-613.61920593538241,0,-124.10482703647456,0,0,0,22.137166838306349,340.11340171352754,0,0,-30.137731341810834,0,-209.51130001219499,0,-515.60121278751649,0,0,0,-515.60121278751649,0,0,0,-515.60121278751649,0,0,0,-538.21774519833207,-217.96592847604308,-48.235850301568988,0,-346.83912006998179]
[null,null,871,3135600,12,14.029133065161291,597.62907667535194,393.6,0,0,26.881283602795701,19.429686495223805,22.081393101793481,23.860739435729105,21.895318355250918,19.166545327541407,21.89533232939138,23.860739435729105,22.081393101793481,21.066892696753648,-205.46707703821164,0,-174.20307092040139,42.735707678781694,-856.98082199901842,782.98110820242653,-490.4177033404132,0,-99.187254342714169,0,0,0,21.885167220703185,301.39450030788618,0,0,-12.016523655619125,0,-73.823224464681658,0,-532.67547123648467,0,0,0,-532.58766114353284,0,0,0,-532.68068590006567,0,0,0,-555.9492937408113,-174.20307092040139,-49.828276031326958,0,-311.24560171580072]
[null,null,872,3139200,12,16.830100807193546,731.14970972788933,196.8,0,0,35.564656995260165,24.149254485389548,27.74300620256243,30.154482995350826,27.490826554085068,23.792629804184401,27.490845492677735,30.154482995350826,27.74300620256243,21.025751555846298,-201.87898410520518,0,-104.57804615182506,194.97752132723571,-901.88362552609033,609.60516624547449,-294.40884677079157,0,-59.544353653012351,0,0,0,21.690595397895677,245.2682343525407,0,0,-1.1452952999163841,0,100.12441864738953,0,-495.28598130523022,0,0,0,-470.1088228192973,0,0,0,-496.7811444124797,0,0,0,-490.72985931845818,-104.57804615182506,-44.925754442473554,0,-280.85253238165279]
[null,null,873,3142800,12,19.55139112967742,1576.5430395892081,123,0,0,43.012386280425886,28.412115978831842,32.762789095165928,35.682174761936878,32.457494989322655,27.980378470164702,32.457517916790223,35.682174761936878,32.762789095165928,21.350360611740669,-264.25912744288985,0,-45.287251685830832,295.00700463683853,-639.36754156569668,125.38866117179916,-127.49298760934403,0,-25.78552793422055,0,0,0,21.624962952341686,103.32665634335781,0,0,44.386985970631287,0,255.04726843384427,0,-324.97598966100662,0,0,0,-205.64408693071724,0,0,0,-332.06259788885365,0,0,0,-214.66453925280638,-45.287251685830832,-23.721518497991919,0,-249.74355624406516]
[null,null,874,3146400,12,21.705745968387099,1729.6864716424461,123,0,0,48.900664796133249,31.784324076721781,36.732971007225373,40.053608649383023,36.385716065430259,31.293246847998805,36.385742144140153,40.053608649383023,36.732971007225373,21.875439442125749,-181.56181832292526,0,-4.7721221735789259,362.39791723278978,-123.03394676812719,-416.15366661400896,-72.829525214516238,0,-2.7171374952486298,0,0,0,21.7303392829551,-50.05562472508965,0,0,74.906006408454004,0,381.75603478228152,0,-90.99043781026765,0,0,0,142.82805399684773,0,0,0,-104.87591193706633,0,0,0,149.09311938513389,-4.7721221735789259,4.5780194940216177,0,-234.42439982286186]
[null,null,875,3150000,12,23.811068549032264,1914.8673122188916,123,0,0,53.661426971971331,34.755742497912436,40.129648078670769,43.735642486328217,39.752552016683424,34.222464877367145,39.752580336449739,43.735642486328217,40.129648078670769,22.696859957708163,-501.60514838533072,0,26.971345902173933,381.84814822961602,215.94147465429342,-1126.3661171714141,417.31166281278269,0,15.35686903697945,0,0,0,22.016313282567321,-246.90376494229218,0,0,93.926763253531817,0,477.33376311135925,0,161.97590785715846,0,0,0,480.05829558218079,0,0,0,143.08636353236824,0,0,0,501.11575962967066,26.971345902173933,32.961232086871178,0,-229.97054889382477]
[null,null,876,3153600,12,24.902036290967747,1911.9869379336137,123,0,0,55.589575822909566,36.119764493314328,41.627741475688339,45.323700382570337,41.241237396233132,35.573182344626076,41.241266422537862,45.323700382570337,41.627741475688339,23.476564770866251,-514.40187172166475,0,35.02433707790086,403.45009931786183,662.56139381864523,-1615.4377019360727,541.91082632313601,0,19.942058492861282,0,0,0,22.457545432644906,-372.53654139775705,0,0,84.719713322330719,0,547.52194338065647,0,372.28407584699403,0,0,0,757.92972026599421,0,0,0,349.38224042625166,0,0,0,791.17584470942256,35.02433707790086,56.418668460357075,0,-262.92651277514335]
[null,null,877,3157200,12,26.10332661354839,1827.7989668710393,123,0,0,54.302198635475435,36.509353211826699,41.618779465290295,45.047303137588969,41.260242365923546,36.002321103827839,41.260269291919045,45.047303137588969,41.618779465290295,24.260666169667498,-575.95962426840742,0,45.256262848062462,389.11152453241652,992.38555120437741,-2002.7129628532639,700.22335445614772,0,25.767883596969337,0,0,0,22.993421845860677,-464.3267682199106,0,0,83.085160523111298,0,568.68159702561411,0,524.80125976834927,0,0,0,963.84121883385421,0,0,0,498.72856575206976,0,0,0,1006.119525447573,45.256262848062462,73.676352752506858,0,-316.95309863140881]
[null,null,878,3160800,12,26.501713710322583,1641.0298127613964,123,0,0,51.120520372772518,35.7400693428078,40.276161612191686,43.319967110856261,39.957856330141212,35.289931830036394,39.957880234743008,43.319967110856261,40.276161612191686,24.775578676285065,-21.72454843061314,0,42.588543435854071,359.03141985120601,1611.0469371804058,-2034.391448898079,128.87976104926651,0,24.248945024556829,0,0,0,23.552901020174847,-449.64097615445252,0,0,51.384576288241277,0,532.92202493845525,0,639.69867933827811,0,0,0,1116.7992797200291,0,0,0,611.3657276060178,0,0,0,1165.7869982895984,42.588543435854071,86.556147740068752,0,-401.94903379329071]
[null,null,879,3164400,12,26.599778226451612,1295.4639315052614,123,0,0,44.506377425270927,33.648886181959817,37.110043705555981,39.432547234236893,36.8671684163549,33.30541943868009,36.86718665619383,39.432547234236893,37.110043705555981,25.275603627692782,61.061591225721713,0,32.797986425905272,297.61747725455933,1812.2195008895103,-2081.573373344253,92.333120720541714,0,18.674425223201787,0,0,0,24.077991640409586,-440.28942015786231,0,0,49.963221440532472,0,467.89153532542679,0,672.13108226189604,0,0,0,1161.5818264049039,0,0,0,643.06470863330117,0,0,0,1212.5339040438823,32.797986425905272,90.281711730117763,0,-483.082215944273]
[null,null,880,3168000,12,25.423004032903233,616.48099732222363,147.59999999999997,0,0,37.536856025313099,30.582754659446014,33.116225534577623,34.816233409743603,32.938447589689176,30.331346572774656,32.938460940743091,34.816233409743603,33.116225534577623,25.559375724279928,193.12408226701837,0,-2.8322635782941692,196.64410891680151,1936.3584732586851,-1937.046236330174,-43.224461609882475,0,-1.6126262666990085,0,0,0,24.535428858487016,-378.04234048603695,0,0,11.604260838191069,0,342.84522229828241,0,651.99306956563294,0,0,0,1106.8025131704835,0,0,0,624.98389371734902,0,0,0,1155.3517296786461,-2.8322635782941692,86.458341675552106,0,-564.54598825912888]
[null,null,881,3171600,12,23.982681452258063,405.86296647483437,246,0,0,28.132428447830485,26.544866604551242,27.802916058847984,28.64709153394265,27.714636596570255,26.420024511694635,27.714643226323236,28.64709153394265,27.802916058847984,25.576317600552059,573.79970481213968,0,-38.705827070522638,112.87735320287166,2070.5005203805872,-1570.8723417007964,-598.8723408141791,0,-22.038214905770815,0,0,0,24.867684050586753,-262.30763819992018,0,0,-3.6524990593867983,0,214.32014054777608,0,584.43108827456092,0,0,0,988.53112244791203,0,0,0,560.43332605402054,0,0,0,1031.8924366098256,-38.705827070522638,77.2987555633363,0,-618.55229723842842]
[null,null,882,3175200,12,22.183810484516126,132.89113130861713,246,0,0,20.146755877727173,22.728113872981773,22.995370351389745,23.1747046087686,22.976616511368977,22.70159277082638,22.976617919775006,23.1747046087686,22.995370351389745,25.292227571220153,1006.8112324519069,0,-76.033568344081928,12.589120260032558,2073.7432677168563,-1003.4875871809001,-1176.4223761892697,0,-43.291779198166715,0,0,0,25.050331285932259,-91.715994665421775,0,0,-38.002818316743095,0,48.058640731562619,0,447.73878278011148,0,0,0,757.02221398256904,0,0,0,429.37177062201386,0,0,0,790.22853121693117,-76.033568344081928,59.202488221135319,0,-670.50841540735257]
[null,null,883,3178800,12,20.369616936129027,0.53010673172223244,368.99999999999994,195,0,16.670006984621541,20.371662737058479,20.372667238524972,20.373341278404574,20.372596750954695,20.37156305571056,20.372596756248285,20.373341278404574,20.372667238524972,25.345059997665128,-16.124853627767152,0,-121.80305979908667,-120.11807097698178,1219.2746241145073,-993.478346966206,-368.59558875545281,0,-69.351883455218456,0,0,0,25.122886470269496,-80.665264079988631,0,0,24.372828652773464,0,-88.922222902019655,0,270.06132972973899,0,0,0,496.65689421999269,0,0,0,256.60479417662998,0,0,0,518.44244566284897,-121.80305979908667,37.95098423694705,0,-700.61936503799006]
[null,null,884,3182400,12,18.929294355483869,0,442.8,195,0,15.223412002542691,18.929294355483869,18.929294355483869,18.929294355483869,18.929294355483869,18.929294355483869,18.929294355483869,18.929294355483869,18.929294355483869,25.030300398508956,-208.42155255301475,0,-149.95484745033914,-137.26526503732316,637.31016643110797,-558.51160649646044,-422.15393507592188,0,-85.380869093725053,0,0,0,25.144076026301008,39.696855232248772,0,0,-39.688176223583532,0,-152.61731376614168,0,55.075927858936446,0,0,0,168.80400582376288,0,0,0,48.322106671115904,0,0,0,176.20849047993448,-149.95484745033914,11.519606328748896,0,-702.63288027720557]
[null,null,885,3186000,12,17.682036290967741,0,492,195,0,13.976153938026563,17.682036290967741,17.682036290967741,17.682036290967741,17.682036290967741,17.682036290967741,17.682036290967741,17.682036290967741,17.682036290967741,24.660341673803838,-291.93225166688921,0,-171.66938841118778,-117.52685172083883,145.93506324639537,-148.67107478125797,-483.28486262413173,0,-97.744633324971659,0,0,0,25.05840906222873,144.61405213169363,0,0,-42.167695484299038,0,-173.45374976373685,0,-133.3506597112214,0,0,0,-108.12403691569958,0,0,0,-134.84876029097666,0,0,0,-112.86683178243683,-171.66938841118778,-11.062983368387028,0,-673.69909722479042]
[null,null,886,3189600,12,16.615584678064518,0,410,0,0,12.909702325123341,16.615584678064518,16.615584678064518,16.615584678064518,16.615584678064518,16.615584678064518,16.615584678064518,16.615584678064518,16.615584678064518,23.546404129618153,1708.0535451399182,0,-170.9274375985465,-14.494558260649967,932.80351150001775,960.67202949909711,-2608.6013043333305,0,-97.322183458993933,0,0,0,24.788967308580702,451.39764882164008,0,0,-131.85562716409936,0,-189.06452508145378,0,-262.28755360254871,0,0,0,-261.8037663905323,0,0,0,-262.31628364337388,0,0,0,-273.28762876516407,-170.9274375985465,-24.510605864636613,0,-678.14806718599993]
[null,null,887,3193200,12,15.500100807096771,0,410,0,0,11.794218454155594,15.500100807096771,15.500100807096771,15.500100807096771,15.500100807096771,15.500100807096771,15.500100807096771,15.500100807096771,15.500100807096771,22.957265975267724,1965.2918031819968,0,-183.59998432190332,8.4866145907100474,937.37370183184044,1203.0314710813495,-2840.7338301793361,0,-104.53764245393819,0,0,0,24.345463125885182,509.4425857633866,0,0,-60.537083687890913,0,-188.53119337966109,0,-323.63298866738319,0,0,0,-323.6315003607229,0,0,0,-323.63307705151158,0,0,0,-337.82739853849847,-183.59998432190332,-30.276634432196712,0,-646.5234608853998]
[null,null,888,3196800,13,0,0,0,0,0,0,0,0,0,0,0,0,0,0,22.84788243446426,-1892.1311872805452,0,-205.67939451310528,-78.871580891250744,-160.6354153003299,-1446.9447965758593,-622.41882626327572,0,0,0,0,0,23.966937270813684,307.1090635140971,0,0,-1797.4409500297238,0,-197.64051814197995,0,-370.49945085092048,0,0,0,-370.49945085092048,0,0,0,-370.49945085092048,0,0,0,-386.75118306283139,-205.67939451310528,-34.661198625658493,0,-2561.918493215358]

{"sheet":"Importado","index":5,"n_rows":481,"n_cols":240,"rows_kept":481,"cut":false,"hidden":true,"merged":[]}
["Caso 1",null,null,null,null,null,null,null,null,null,null,null,null,null,null,null,null,null,null,null,null,null,null,null,"Caso 2",null,null,null,null,null,null,null,null,null,null,null,null,null,null,null,null,null,null,null,null,null,null,null,"Caso 3",null,null,null,null,null,null,null,null,null,null,null,null,null,null,null,null,null,null,null,null,null,null,null,"Caso 4",null,null,null,null,null,null,null,null,null,null,null,null,null,null,null,null,null,null,null,null,null,null,null,"Caso 5",null,null,null,null,null,null,null,null,null,null,null,null,null,null,null,null,null,null,null,null,null,null,null,"Caso 6",null,null,null,null,null,null,null,null,null,null,null,null,null,null,null,null,null,null,null,null,null,null,null,"Caso 7",null,null,null,null,null,null,null,null,null,null,null,null,null,null,null,null,null,null,null,null,null,null,null,"Caso 8",null,null,null,null,null,null,null,null,null,null,null,null,null,null,null,null,null,null,null,null,null,null,null,"Caso 9",null,null,null,null,null,null,null,null,null,null,null,null,null,null,null,null,null,null,null,null,null,null,null,"Caso 10",null,null,null,null,null,null,null,null,null,null,null,null,null,null,null,null,null,null,null,null,null,null,"end"]
[]
[null,null,null,null,null,"Rad Ventanas: Sol Incidente*FS*FAV*FAR [W]",null,null,null,null,null,null,null,null,null,null,null,null,null,null,null,null,null,null,null,null,null,null,null,"Rad Ventanas: Sol Incidente*FS*FAV*FAR [W]",null,null,null,null,null,null,null,null,null,null,null,null,null,null,null,null,null,null,null,null,null,null,null,"Rad Ventanas: Sol Incidente*FS*FAV*FAR [W]",null,null,null,null,null,null,null,null,null,null,null,null,null,null,null,null,null,null,null,null,null,null,null,"Rad Ventanas: Sol Incidente*FS*FAV*FAR [W]",null,null,null,null,null,null,null,null,null,null,null,null,null,null,null,null,null,null,null,null,null,null,null,"Rad Ventanas: Sol Incidente*FS*FAV*FAR [W]",null,null,null,null,null,null,null,null,null,null,null,null,null,null,null,null,null,null,null,null,null,null,null,"Rad Ventanas: Sol Incidente*FS*FAV*FAR [W]",null,null,null,null,null,null,null,null,null,null,null,null,null,null,null,null,null,null,null,null,null,null,null,"Rad Ventanas: Sol Incidente*FS*FAV*FAR [W]",null,null,null,null,null,null,null,null,null,null,null,null,null,null,null,null,null,null,null,null,null,null,null,"Rad Ventanas: Sol Incidente*FS*FAV*FAR [W]",null,null,null,null,null,null,null,null,null,null,null,null,null,null,null,null,null,null,null,null,null,null,null,"Rad Ventanas: Sol Incidente*FS*FAV*FAR [W]",null,null,null,null,null,null,null,null,null,null,null,null,null,null,null,null,null,null,null,null,null,null,null,"Rad Ventanas: Sol Incidente*FS*FAV*FAR [W]"]
[null,"Mes","Tiempo [hrs]","Tiempo [s]","T° exterior","Difuso","Directo","Qgen Pers [W/m2]","Qgen Ilum [W/m2]","Qgen Equip [W/m2]","TsolH","TsolN","TsolNE","TsolE","TsolSE","TsolS","TsolSO","TsolO","TsolNO","Clima [0, 1 o 2]","N [RAH]","G total [W/m2]",null,null,null,"Mes","Tiempo [hrs]","Tiempo [s]","T° exterior","Difuso","Directo","Qgen Pers [W/m2]","Qgen Ilum [W/m2]","Qgen Equip [W/m2]","TsolH","TsolN","TsolNE","TsolE","TsolSE","TsolS","TsolSO","TsolO","TsolNO","Clima [0, 1 o 2]","N [RAH]","G total [W/m2]",null,null,null,"Mes","Tiempo [hrs]","Tiempo [s]","T° exterior","Difuso","Directo","Qgen Pers [W/m2]","Qgen Ilum [W/m2]","Qgen Equip [W/m2]","TsolH","TsolN","TsolNE","TsolE","TsolSE","TsolS","TsolSO","TsolO","TsolNO","Clima [0, 1 o 2]","N [RAH]","G total [W/m2]",null,null,null,"Mes","Tiempo [hrs]","Tiempo [s]","T° exterior","Difuso","Directo","Qgen Pers [W/m2]","Qgen Ilum [W/m2]","Qgen Equip [W/m2]","TsolH","TsolN","TsolNE","TsolE","TsolSE","TsolS","TsolSO","TsolO","TsolNO","Clima [0, 1 o 2]","N [RAH]","G total [W/m2]",null,null,null,"Mes","Tiempo [hrs]","Tiempo [s]","T° exterior","Difuso","Directo","Qgen Pers [W/m2]","Qgen Ilum [W/m2]","Qgen Equip [W/m2]","TsolH","TsolN","TsolNE","TsolE","TsolSE","TsolS","TsolSO","TsolO","TsolNO","Clima [0, 1 o 2]","N [RAH]","G total [W/m2]",null,null,null,"Mes","Tiempo [hrs]","Tiempo [s]","T° exterior","Difuso","Directo","Qgen Pers [W/m2]","Qgen Ilum [W/m2]","Qgen Equip [W/m2]","TsolH","TsolN","TsolNE","TsolE","TsolSE","TsolS","TsolSO","TsolO","TsolNO","Clima [0, 1 o 2]","N [RAH]","G total [W/m2]",null,null,null,"Mes","Tiempo [hrs]","Tiempo [s]","T° exterior","Difuso","Directo","Qgen Pers [W/m2]","Qgen Ilum [W/m2]","Qgen Equip [W/m2]","TsolH","TsolN","TsolNE","TsolE","TsolSE","TsolS","TsolSO","TsolO","TsolNO","Clima [0, 1 o 2]","N [RAH]","G total [W/m2]",null,null,null,"Mes","Tiempo [hrs]","Tiempo [s]","T° exterior","Difuso","Directo","Qgen Pers [W/m2]","Qgen Ilum [W/m2]","Qgen Equip [W/m2]","TsolH","TsolN","TsolNE","TsolE","TsolSE","TsolS","TsolSO","TsolO","TsolNO","Clima [0, 1 o 2]","N [RAH]","G total [W/m2]",null,null,null,"Mes","Tiempo [hrs]","Tiempo [s]","T° exterior","Difuso","Directo","Qgen Pers [W/m2]","Qgen Ilum [W/m2]","Qgen Equip [W/m2]","TsolH","TsolN","TsolNE","TsolE","TsolSE","TsolS","TsolSO","TsolO","TsolNO","Clima [0, 1 o 2]","N [RAH]","G total [W/m2]",null,null,null,"Mes","Tiempo [hrs]","Tiempo [s]","T° exterior","Difuso","Directo","Qgen Pers [W/m2]","Qgen Ilum [W/m2]","Qgen Equip [W/m2]","TsolH","TsolN","TsolNE","TsolE","TsolSE","TsolS","TsolSO","TsolO","TsolNO","Clima [0, 1 o 2]","N [RAH]","G total [W/m2]"]
[null,"Enero",0,0,15.848387096774188,0,0,3.1538461538461537,0,0,12.142504743833012,15.848387096774188,15.848387096774188,15.848387096774188,15.848387096774188,15.848387096774188,15.848387096774188,15.848387096774188,15.848387096774188,2,0.66997606433476342,0,null,null,null,"Enero",0,0,15.848387096774188,0,0,3.1538461538461537,0,0,12.142504743833012,15.848387096774188,15.848387096774188,15.848387096774188,15.848387096774188,15.848387096774188,15.848387096774188,15.848387096774188,15.848387096774188,0,0.66997606433476342,0,null,null,null,"Enero",0,0,15.848387096774188,0,0,3.1538461538461537,0,0,12.142504743833012,15.848387096774188,15.848387096774188,15.848387096774188,15.848387096774188,15.848387096774188,15.848387096774188,15.848387096774188,15.848387096774188,2,0.66725819577813505,0,null,null,null,"Enero",0,0,15.848387096774188,0,0,3.1538461538461537,0,0,12.142504743833012,15.848387096774188,15.848387096774188,15.848387096774188,15.848387096774188,15.848387096774188,15.848387096774188,15.848387096774188,15.848387096774188,0,0.66725819577813505,0,null,null,null,"Enero",0,0,15.848387096774188,0,0,3.1538461538461537,0,0,12.142504743833012,15.848387096774188,15.848387096774188,15.848387096774188,15.848387096774188,15.848387096774188,15.848387096774188,15.848387096774188,15.848387096774188,2,0.66725819577813505,0,null,null,null,"Enero",0,0,15.848387096774188,0,0,3.1538461538461537,0,0,12.142504743833012,15.848387096774188,15.848387096774188,15.848387096774188,15.848387096774188,15.848387096774188,15.848387096774188,15.848387096774188,15.848387096774188,0,0.66725819577813505,0,null,null,null,"Enero",0,0,15.848387096774188,0,0,3.1538461538461537,0,0,12.142504743833012,15.848387096774188,15.848387096774188,15.848387096774188,15.848387096774188,15.848387096774188,15.848387096774188,15.848387096774188,15.848387096774188,2,0.66725819577813505,0,null,null,null,"Enero",0,0,15.848387096774188,0,0,3.1538461538461537,0,0,12.142504743833012,15.848387096774188,15.848387096774188,15.848387096774188,15.848387096774188,15.848387096774188,15.848387096774188,15.848387096774188,15.848387096774188,0,0.66725819577813505,0,null,null,null,"Enero",0,0,15.848387096774188,0,0,3.1538461538461537,0,0,12.142504743833012,15.848387096774188,15.848387096774188,15.848387096774188,15.848387096774188,15.848387096774188,15.848387096774188,15.848387096774188,15.848387096774188,2,0.66725819577813505,0,null,null,null,"Enero",0,0,15.848387096774188,0,0,3.1538461538461537,0,0,12.142504743833012,15.848387096774188,15.848387096774188,15.848387096774188,15.848387096774188,15.848387096774188,15.848387096774188,15.848387096774188,15.848387096774188,0,0.66725819577813505,0]
[null,1,1,3600,14.883870967741936,0,0,3.1538461538461537,0,0,11.177988614800761,14.883870967741936,14.883870967741936,14.883870967741936,14.883870967741936,14.883870967741936,14.883870967741936,14.883870967741936,14.883870967741936,2,0.66997606433476342,0,null,null,null,1,1,3600,14.883870967741936,0,0,3.1538461538461537,0,0,11.177988614800761,14.883870967741936,14.883870967741936,14.883870967741936,14.883870967741936,14.883870967741936,14.883870967741936,14.883870967741936,14.883870967741936,0,0.66997606433476342,0,null,null,null,1,1,3600,14.883870967741936,0,0,3.1538461538461537,0,0,11.177988614800761,14.883870967741936,14.883870967741936,14.883870967741936,14.883870967741936,14.883870967741936,14.883870967741936,14.883870967741936,14.883870967741936,2,0.66725819577813505,0,null,null,null,1,1,3600,14.883870967741936,0,0,3.1538461538461537,0,0,11.177988614800761,14.883870967741936,14.883870967741936,14.883870967741936,14.883870967741936,14.883870967741936,14.883870967741936,14.883870967741936,14.883870967741936,0,0.66725819577813505,0,null,null,null,1,1,3600,14.883870967741936,0,0,3.1538461538461537,0,0,11.177988614800761,14.883870967741936,14.883870967741936,14.883870967741936,14.883870967741936,14.883870967741936,14.883870967741936,14.883870967741936,14.883870967741936,2,0.66725819577813505,0,null,null,null,1,1,3600,14.883870967741936,0,0,3.1538461538461537,0,0,11.177988614800761,14.883870967741936,14.883870967741936,14.883870967741936,14.883870967741936,14.883870967741936,14.883870967741936,14.883870967741936,14.883870967741936,0,0.66725819577813505,0,null,null,null,1,1,3600,14.883870967741936,0,0,3.1538461538461537,0,0,11.177988614800761,14.883870967741936,14.883870967741936,14.883870967741936,14.883870967741936,14.883870967741936,14.883870967741936,14.883870967741936,14.883870967741936,2,0.66725819577813505,0,null,null,null,1,1,3600,14.883870967741936,0,0,3.1538461538461537,0,0,11.177988614800761,14.883870967741936,14.883870967741936,14.883870967741936,14.883870967741936,14.883870967741936,14.883870967741936,14.883870967741936,14.883870967741936,0,0.66725819577813505,0,null,null,null,1,1,3600,14.883870967741936,0,0,3.1538461538461537,0,0,11.177988614800761,14.883870967741936,14.883870967741936,14.883870967741936,14.883870967741936,14.883870967741936,14.883870967741936,14.883870967741936,14.883870967741936,2,0.66725819577813505,0,null,null,null,1,1,3600,14.883870967741936,0,0,3.1538461538461537,0,0,11.177988614800761,14.883870967741936,14.883870967741936,14.883870967741936,14.883870967741936,14.883870967741936,14.883870967741936,14.883870967741936,14.883870967741936,0,0.66725819577813505,0]
[null,"Tmax Dia",2,7200,13.780645161290321,0,0,3.1538461538461537,0,0,10.074762808349146,13.780645161290321,13.780645161290321,13.780645161290321,13.780645161290321,13.780645161290321,13.780645161290321,13.780645161290321,13.780645161290321,2,0.66997606433476342,0,null,null,null,"Tmax Dia",2,7200,13.780645161290321,0,0,3.1538461538461537,0,0,10.074762808349146,13.780645161290321,13.780645161290321,13.780645161290321,13.780645161290321,13.780645161290321,13.780645161290321,13.780645161290321,13.780645161290321,0,0.66997606433476342,0,null,null,null,"Tmax Dia",2,7200,13.780645161290321,0,0,3.1538461538461537,0,0,10.074762808349146,13.780645161290321,13.780645161290321,13.780645161290321,13.780645161290321,13.780645161290321,13.780645161290321,13.780645161290321,13.780645161290321,2,0.66725819577813505,0,null,null,null,"Tmax Dia",2,7200,13.780645161290321,0,0,3.1538461538461537,0,0,10.074762808349146,13.780645161290321,13.780645161290321,13.780645161290321,13.780645161290321,13.780645161290321,13.780645161290321,13.780645161290321,13.780645161290321,0,0.66725819577813505,0,null,null,null,"Tmax Dia",2,7200,13.780645161290321,0,0,3.1538461538461537,0,0,10.074762808349146,13.780645161290321,13.780645161290321,13.780645161290321,13.780645161290321,13.780645161290321,13.780645161290321,13.780645161290321,13.780645161290321,2,0.66725819577813505,0,null,null,null,"Tmax Dia",2,7200,13.780645161290321,0,0,3.1538461538461537,0,0,10.074762808349146,13.780645161290321,13.780645161290321,13.780645161290321,13.780645161290321,13.780645161290321,13.780645161290321,13.780645161290321,13.780645161290321,0,0.66725819577813505,0,null,null,null,"Tmax Dia",2,7200,13.780645161290321,0,0,3.1538461538461537,0,0,10.074762808349146,13.780645161290321,13.780645161290321,13.780645161290321,13.780645161290321,13.780645161290321,13.780645161290321,13.780645161290321,13.780645161290321,2,0.66725819577813505,0,null,null,null,"Tmax Dia",2,7200,13.780645161290321,0,0,3.1538461538461537,0,0,10.074762808349146,13.780645161290321,13.780645161290321,13.780645161290321,13.780645161290321,13.780645161290321,13.780645161290321,13.780645161290321,13.780645161290321,0,0.66725819577813505,0,null,null,null,"Tmax Dia",2,7200,13.780645161290321,0,0,3.1538461538461537,0,0,10.074762808349146,13.780645161290321,13.780645161290321,13.780645161290321,13.780645161290321,13.780645161290321,13.780645161290321,13.780645161290321,13.780645161290321,2,0.66725819577813505,0,null,null,null,"Tmax Dia",2,7200,13.780645161290321,0,0,3.1538461538461537,0,0,10.074762808349146,13.780645161290321,13.780645161290321,13.780645161290321,13.780645161290321,13.780645161290321,13.780645161290321,13.780645161290321,13.780645161290321,0,0.66725819577813505,0]
[null,26.478887096774191,3,10800,12.6741935483871,0,0,3.1538461538461537,0,0,8.9683111954459243,12.6741935483871,12.6741935483871,12.6741935483871,12.6741935483871,12.6741935483871,12.6741935483871,12.6741935483871,12.6741935483871,2,0.66997606433476342,0,null,null,null,26.478887096774191,3,10800,12.6741935483871,0,0,3.1538461538461537,0,0,8.9683111954459243,12.6741935483871,12.6741935483871,12.6741935483871,12.6741935483871,12.6741935483871,12.6741935483871,12.6741935483871,12.6741935483871,0,0.66997606433476342,0,null,null,null,26.478887096774191,3,10800,12.6741935483871,0,0,3.1538461538461537,0,0,8.9683111954459243,12.6741935483871,12.6741935483871,12.6741935483871,12.6741935483871,12.6741935483871,12.6741935483871,12.6741935483871,12.6741935483871,2,0.66725819577813505,0,null,null,null,26.478887096774191,3,10800,12.6741935483871,0,0,3.1538461538461537,0,0,8.9683111954459243,12.6741935483871,12.6741935483871,12.6741935483871,12.6741935483871,12.6741935483871,12.6741935483871,12.6741935483871,12.6741935483871,0,0.66725819577813505,0,null,null,null,26.478887096774191,3,10800,12.6741935483871,0,0,3.1538461538461537,0,0,8.9683111954459243,12.6741935483871,12.6741935483871,12.6741935483871,12.6741935483871,12.6741935483871,12.6741935483871,12.6741935483871,12.6741935483871,2,0.66725819577813505,0,null,null,null,26.478887096774191,3,10800,12.6741935483871,0,0,3.1538461538461537,0,0,8.9683111954459243,12.6741935483871,12.6741935483871,12.6741935483871,12.6741935483871,12.6741935483871,12.6741935483871,12.6741935483871,12.6741935483871,0,0.66725819577813505,0,null,null,null,26.478887096774191,3,10800,12.6741935483871,0,0,3.1538461538461537,0,0,8.9683111954459243,12.6741935483871,12.6741935483871,12.6741935483871,12.6741935483871,12.6741935483871,12.6741935483871,12.6741935483871,12.6741935483871,2,0.66725819577813505,0,null,null,null,26.478887096774191,3,10800,12.6741935483871,0,0,3.1538461538461537,0,0,8.9683111954459243,12.6741935483871,12.6741935483871,12.6741935483871,12.6741935483871,12.6741935483871,12.6741935483871,12.6741935483871,12.6741935483871,0,0.66725819577813505,0,null,null,null,26.478887096774191,3,10800,12.6741935483871,0,0,3.1538461538461537,0,0,8.9683111954459243,12.6741935483871,12.6741935483871,12.6741935483871,12.6741935483871,12.6741935483871,12.6741935483871,12.6741935483871,12.6741935483871,2,0.66725819577813505,0,null,null,null,26.478887096774191,3,10800,12.6741935483871,0,0,3.1538461538461537,0,0,8.9683111954459243,12.6741935483871,12.6741935483871,12.6741935483871,12.6741935483871,12.6741935483871,12.6741935483871,12.6741935483871,12.6741935483871,0,0.66725819577813505,0]
[null,"Tmin Dia",4,14400,12.141935483870968,0,0,3.1538461538461537,0,0,8.4360531309297926,12.141935483870968,12.141935483870968,12.141935483870968,12.141935483870968,12.141935483870968,12.141935483870968,12.141935483870968,12.141935483870968,2,0.66997606433476342,0,null,null,null,"Tmin Dia",4,14400,12.141935483870968,0,0,3.1538461538461537,0,0,8.4360531309297926,12.141935483870968,12.141935483870968,12.141935483870968,12.141935483870968,12.141935483870968,12.141935483870968,12.141935483870968,12.141935483870968,0,0.66997606433476342,0,null,null,null,"Tmin Dia",4,14400,12.141935483870968,0,0,3.1538461538461537,0,0,8.4360531309297926,12.141935483870968,12.141935483870968,12.141935483870968,12.141935483870968,12.141935483870968,12.141935483870968,12.141935483870968,12.141935483870968,2,0.66725819577813505,0,null,null,null,"Tmin Dia",4,14400,12.141935483870968,0,0,3.1538461538461537,0,0,8.4360531309297926,12.141935483870968,12.141935483870968,12.141935483870968,12.141935483870968,12.141935483870968,12.141935483870968,12.141935483870968,12.141935483870968,0,0.66725819577813505,0,null,null,null,"Tmin Dia",4,14400,12.141935483870968,0,0,3.1538461538461537,0,0,8.4360531309297926,12.141935483870968,12.141935483870968,12.141935483870968,12.141935483870968,12.141935483870968,12.141935483870968,12.141935483870968,12.141935483870968,2,0.66725819577813505,0,null,null,null,"Tmin Dia",4,14400,12.141935483870968,0,0,3.1538461538461537,0,0,8.4360531309297926,12.141935483870968,12.141935483870968,12.141935483870968,12.141935483870968,12.141935483870968,12.141935483870968,12.141935483870968,12.141935483870968,0,0.66725819577813505,0,null,null,null,"Tmin Dia",4,14400,12.141935483870968,0,0,3.1538461538461537,0,0,8.4360531309297926,12.141935483870968,12.141935483870968,12.141935483870968,12.141935483870968,12.141935483870968,12.141935483870968,12.141935483870968,12.141935483870968,2,0.66725819577813505,0,null,null,null,"Tmin Dia",4,14400,12.141935483870968,0,0,3.1538461538461537,0,0,8.4360531309297926,12.141935483870968,12.141935483870968,12.141935483870968,12.141935483870968,12.141935483870968,12.141935483870968,12.141935483870968,12.141935483870968,0,0.66725819577813505,0,null,null,null,"Tmin Dia",4,14400,12.141935483870968,0,0,3.1538461538461537,0,0,8.4360531309297926,12.141935483870968,12.141935483870968,12.141935483870968,12.141935483870968,12.141935483870968,12.141935483870968,12.141935483870968,12.141935483870968,2,0.66725819577813505,0,null,null,null,"Tmin Dia",4,14400,12.141935483870968,0,0,3.1538461538461537,0,0,8.4360531309297926,12.141935483870968,12.141935483870968,12.141935483870968,12.141935483870968,12.141935483870968,12.141935483870968,12.141935483870968,12.141935483870968,0,0.66725819577813505,0]
[null,21.478887096774191,5,18000,11.819354838709678,120.6986764790058,0,3.1538461538461537,0,0,9.1065338393421875,12.348821434686087,12.582481828871487,12.718053615921017,12.565743523033566,12.325149895558951,12.565743523033566,12.718053615921017,12.582481828871487,2,0.66997606433476342,36.541218637992834,null,null,null,21.478887096774191,5,18000,11.819354838709678,120.6986764790058,0,3.1538461538461537,0,0,9.1065338393421875,12.348821434686087,12.582481828871487,12.718053615921017,12.565743523033566,12.325149895558951,12.565743523033566,12.718053615921017,12.582481828871487,0,0.66997606433476342,36.541218637992834,null,null,null,21.478887096774191,5,18000,11.819354838709678,120.6986764790058,0,3.1538461538461537,0,0,9.6181109002740897,12.348821434686087,12.582481828871487,12.718053615921017,12.565743523033566,12.325149895558951,12.565743523033566,12.718053615921017,12.582481828871487,2,0.66725819577813505,36.541218637992834,null,null,null,21.478887096774191,5,18000,11.819354838709678,120.6986764790058,0,3.1538461538461537,0,0,9.6181109002740897,12.348821434686087,12.582481828871487,12.718053615921017,12.565743523033566,12.325149895558951,12.565743523033566,12.718053615921017,12.582481828871487,0,0.66725819577813505,36.541218637992834,null,null,null,21.478887096774191,5,18000,11.819354838709678,120.6986764790058,0,3.1538461538461537,0,0,9.6181109002740897,12.348821434686087,12.582481828871487,12.718053615921017,12.565743523033566,12.325149895558951,12.565743523033566,12.718053615921017,12.582481828871487,2,0.66725819577813505,36.541218637992834,null,null,null,21.478887096774191,5,18000,11.819354838709678,120.6986764790058,0,3.1538461538461537,0,0,9.6181109002740897,12.348821434686087,12.582481828871487,12.718053615921017,12.565743523033566,12.325149895558951,12.565743523033566,12.718053615921017,12.582481828871487,0,0.66725819577813505,36.541218637992834,null,null,null,21.478887096774191,5,18000,11.819354838709678,120.6986764790058,0,3.1538461538461537,0,0,9.6181109002740897,12.348821434686087,12.582481828871487,12.718053615921017,12.565743523033566,12.325149895558951,12.565743523033566,12.718053615921017,12.582481828871487,2,0.66725819577813505,36.541218637992834,null,null,null,21.478887096774191,5,18000,11.819354838709678,120.6986764790058,0,3.1538461538461537,0,0,9.6181109002740897,12.348821434686087,12.582481828871487,12.718053615921017,12.565743523033566,12.325149895558951,12.565743523033566,12.718053615921017,12.582481828871487,0,0.66725819577813505,36.541218637992834,null,null,null,21.478887096774191,5,18000,11.819354838709678,120.6986764790058,0,3.1538461538461537,0,0,9.6181109002740897,12.348821434686087,12.582481828871487,12.718053615921017,12.565743523033566,12.325149895558951,12.565743523033566,12.718053615921017,12.582481828871487,2,0.66725819577813505,36.541218637992834,null,null,null,21.478887096774191,5,18000,11.819354838709678,120.6986764790058,0,3.1538461538461537,0,0,9.6181109002740897,12.348821434686087,12.582481828871487,12.718053615921017,12.565743523033566,12.325149895558951,12.565743523033566,12.718053615921017,12.582481828871487,0,0.66725819577813505,36.541218637992834]
[null,"Tmax Noche",6,21600,12.870967741935482,402.08595601131321,0,2.523076923076923,0,0,14.496154332700819,15.713312695127128,16.967675949052278,17.695468387033717,16.877819403833112,15.586236350210193,16.877819403833112,17.695468387033717,16.967675949052278,2,0.66997606433476342,196.16487455197128,null,null,null,"Tmax Noche",6,21600,12.870967741935482,402.08595601131321,0,2.523076923076923,0,0,14.496154332700819,15.713312695127128,16.967675949052278,17.695468387033717,16.877819403833112,15.586236350210193,16.877819403833112,17.695468387033717,16.967675949052278,0,0.66997606433476342,196.16487455197128,null,null,null,"Tmax Noche",6,21600,12.870967741935482,402.08595601131321,0,2.523076923076923,0,0,17.242462576428416,15.713312695127128,16.967675949052278,17.695468387033717,16.877819403833112,15.586236350210193,16.877819403833112,17.695468387033717,16.967675949052278,2,0.66725819577813505,196.16487455197128,null,null,null,"Tmax Noche",6,21600,12.870967741935482,402.08595601131321,0,2.523076923076923,0,0,17.242462576428416,15.713312695127128,16.967675949052278,17.695468387033717,16.877819403833112,15.586236350210193,16.877819403833112,17.695468387033717,16.967675949052278,0,0.66725819577813505,196.16487455197128,null,null,null,"Tmax Noche",6,21600,12.870967741935482,402.08595601131321,149.65301040641307,2.523076923076923,0,0,17.242462576428416,15.713312695127128,16.967675949052278,17.695468387033717,16.877819403833112,15.586236350210193,16.877819403833112,17.695468387033717,16.967675949052278,2,0.66725819577813505,196.16487455197128,null,null,null,"Tmax Noche",6,21600,12.870967741935482,402.08595601131321,149.65301040641307,2.523076923076923,0,0,17.242462576428416,15.713312695127128,16.967675949052278,17.695468387033717,16.877819403833112,15.586236350210193,16.877819403833112,17.695468387033717,16.967675949052278,0,0.66725819577813505,196.16487455197128,null,null,null,"Tmax Noche",6,21600,12.870967741935482,402.08595601131321,0,2.523076923076923,0,0,17.242462576428416,15.713312695127128,16.967675949052278,17.695468387033717,16.877819403833112,15.586236350210193,16.877819403833112,17.695468387033717,16.967675949052278,2,0.66725819577813505,196.16487455197128,null,null,null,"Tmax Noche",6,21600,12.870967741935482,402.08595601131321,0,2.523076923076923,0,0,17.242462576428416,15.713312695127128,16.967675949052278,17.695468387033717,16.877819403833112,15.586236350210193,16.877819403833112,17.695468387033717,16.967675949052278,0,0.66725819577813505,196.16487455197128,null,null,null,"Tmax Noche",6,21600,12.870967741935482,402.08595601131321,0,2.523076923076923,0,0,17.242462576428416,15.713312695127128,16.967675949052278,17.695468387033717,16.877819403833112,15.586236350210193,16.877819403833112,17.695468387033717,16.967675949052278,2,0.66725819577813505,196.16487455197128,null,null,null,"Tmax Noche",6,21600,12.870967741935482,402.08595601131321,0,2.523076923076923,0,0,17.242462576428416,15.713312695127128,16.967675949052278,17.695468387033717,16.877819403833112,15.586236350210193,16.877819403833112,17.695468387033717,16.967675949052278,0,0.66725819577813505,196.16487455197128]
[null,26.478887096774191,7,25200,15.174193548387096,592.39427269959469,0,3.0276923076923077,0,0,21.254275774826056,20.391737595936863,22.694306649574543,24.030277182770327,22.52936168674897,20.158470192463813,22.52936168674897,24.030277182770327,22.694306649574543,1,0.66997606433476342,360.08960573476696,null,null,null,26.478887096774191,7,25200,15.174193548387096,592.39427269959469,0,3.0276923076923077,0,0,21.254275774826056,20.391737595936863,22.694306649574543,24.030277182770327,22.52936168674897,20.158470192463813,22.52936168674897,24.030277182770327,22.694306649574543,0,0.66997606433476342,360.08960573476696,null,null,null,26.478887096774191,7,25200,15.174193548387096,592.39427269959469,0,3.0276923076923077,0,0,26.295530255112794,20.391737595936863,22.694306649574543,24.030277182770327,22.52936168674897,20.158470192463813,22.52936168674897,24.030277182770327,22.694306649574543,1,0.66725819577813505,360.08960573476696,null,null,null,26.478887096774191,7,25200,15.174193548387096,592.39427269959469,0,3.0276923076923077,0,0,26.295530255112794,20.391737595936863,22.694306649574543,24.030277182770327,22.52936168674897,20.158470192463813,22.52936168674897,24.030277182770327,22.694306649574543,0,0.66725819577813505,360.08960573476696,null,null,null,26.478887096774191,7,25200,15.174193548387096,592.39427269959469,342.16482678612647,3.0276923076923077,0,0,26.295530255112794,20.391737595936863,22.694306649574543,24.030277182770327,22.52936168674897,20.158470192463813,22.52936168674897,24.030277182770327,22.694306649574543,1,0.66725819577813505,360.08960573476696,null,null,null,26.478887096774191,7,25200,15.174193548387096,592.39427269959469,342.16482678612647,3.0276923076923077,0,0,26.295530255112794,20.391737595936863,22.694306649574543,24.030277182770327,22.52936168674897,20.158470192463813,22.52936168674897,24.030277182770327,22.694306649574543,0,0.66725819577813505,360.08960573476696,null,null,null,26.478887096774191,7,25200,15.174193548387096,592.39427269959469,0,3.0276923076923077,0,0,26.295530255112794,20.391737595936863,22.694306649574543,24.030277182770327,22.52936168674897,20.158470192463813,22.52936168674897,24.030277182770327,22.694306649574543,1,0.66725819577813505,360.08960573476696,null,null,null,26.478887096774191,7,25200,15.174193548387096,592.39427269959469,0,3.0276923076923077,0,0,26.295530255112794,20.391737595936863,22.694306649574543,24.030277182770327,22.52936168674897,20.158470192463813,22.52936168674897,24.030277182770327,22.694306649574543,0,0.66725819577813505,360.08960573476696,null,null,null,26.478887096774191,7,25200,15.174193548387096,592.39427269959469,0,3.0276923076923077,0,0,26.295530255112794,20.391737595936863,22.694306649574543,24.030277182770327,22.52936168674897,20.158470192463813,22.52936168674897,24.030277182770327,22.694306649574543,1,0.66725819577813505,360.08960573476696,null,null,null,26.478887096774191,7,25200,15.174193548387096,592.39427269959469,0,3.0276923076923077,0,0,26.295530255112794,20.391737595936863,22.694306649574543,24.030277182770327,22.52936168674897,20.158470192463813,22.52936168674897,24.030277182770327,22.694306649574543,0,0.66725819577813505,360.08960573476696]
[null,"Tmin Noche",8,28800,17.848387096774196,704.31305643445114,0,1.5138461538461538,0,0,28.552852624920934,25.531495307539263,28.922149423850001,30.889436346469665,28.679259284991538,25.187996778998944,28.679259284991538,30.889436346469665,28.922149423850001,1,0.66997606433476342,530.25089605734752,null,null,null,"Tmin Noche",8,28800,17.848387096774196,704.31305643445114,0,1.5138461538461538,0,0,28.552852624920934,25.531495307539263,28.922149423850001,30.889436346469665,28.679259284991538,25.187996778998944,28.679259284991538,30.889436346469665,28.922149423850001,0,0.66997606433476342,530.25089605734752,null,null,null,"Tmin Noche",8,28800,17.848387096774196,704.31305643445114,0,1.5138461538461538,0,0,35.976365169723806,25.531495307539263,28.922149423850001,30.889436346469665,28.679259284991538,25.187996778998944,28.679259284991538,30.889436346469665,28.922149423850001,1,0.66725819577813505,530.25089605734752,null,null,null,"Tmin Noche",8,28800,17.848387096774196,704.31305643445114,0,1.5138461538461538,0,0,35.976365169723806,25.531495307539263,28.922149423850001,30.889436346469665,28.679259284991538,25.187996778998944,28.679259284991538,30.889436346469665,28.922149423850001,0,0.66725819577813505,530.25089605734752,null,null,null,"Tmin Noche",8,28800,17.848387096774196,704.31305643445114,581.64645844509732,1.5138461538461538,0,0,35.976365169723806,25.531495307539263,28.922149423850001,30.889436346469665,28.679259284991538,25.187996778998944,28.679259284991538,30.889436346469665,28.922149423850001,1,0.66725819577813505,530.25089605734752,null,null,null,"Tmin Noche",8,28800,17.848387096774196,704.31305643445114,581.64645844509732,1.5138461538461538,0,0,35.976365169723806,25.531495307539263,28.922149423850001,30.889436346469665,28.679259284991538,25.187996778998944,28.679259284991538,30.889436346469665,28.922149423850001,0,0.66725819577813505,530.25089605734752,null,null,null,"Tmin Noche",8,28800,17.848387096774196,704.31305643445114,0,1.5138461538461538,0,0,35.976365169723806,25.531495307539263,28.922149423850001,30.889436346469665,28.679259284991538,25.187996778998944,28.679259284991538,30.889436346469665,28.922149423850001,1,0.66725819577813505,530.25089605734752,null,null,null,"Tmin Noche",8,28800,17.848387096774196,704.31305643445114,0,1.5138461538461538,0,0,35.976365169723806,25.531495307539263,28.922149423850001,30.889436346469665,28.679259284991538,25.187996778998944,28.679259284991538,30.889436346469665,28.922149423850001,0,0.66725819577813505,530.25089605734752,null,null,null,"Tmin Noche",8,28800,17.848387096774196,704.31305643445114,0,1.5138461538461538,0,0,35.976365169723806,25.531495307539263,28.922149423850001,30.889436346469665,28.679259284991538,25.187996778998944,28.679259284991538,30.889436346469665,28.922149423850001,1,0.66725819577813505,530.25089605734752,null,null,null,"Tmin Noche",8,28800,17.848387096774196,704.31305643445114,0,1.5138461538461538,0,0,35.976365169723806,25.531495307539263,28.922149423850001,30.889436346469665,28.679259284991538,25.187996778998944,28.679259284991538,30.889436346469665,28.922149423850001,0,0.66725819577813505,530.25089605734752]
[null,19.478887096774191,9,32400,20.699999999999996,790.98550707103641,822.72967450191254,0.94615384615384612,0,0,35.582239089184057,30.610555224146935,34.984210253318075,37.521842830332474,34.67090266106203,30.167471377983972,34.67090266106203,37.521842830332474,34.984210253318075,1,3.669976064334763,683.97849462365605,null,null,null,19.478887096774191,9,32400,20.699999999999996,790.98550707103641,822.72967450191254,0.94615384615384612,0,0,35.582239089184057,30.610555224146935,34.984210253318075,37.521842830332474,34.67090266106203,30.167471377983972,34.67090266106203,37.521842830332474,34.984210253318075,0,3.669976064334763,683.97849462365605,null,null,null,19.478887096774191,9,32400,20.699999999999996,790.98550707103641,822.72967450191254,0.94615384615384612,0,0,45.157938013915242,30.610555224146935,34.984210253318075,37.521842830332474,34.67090266106203,30.167471377983972,34.67090266106203,37.521842830332474,34.984210253318075,1,3.6672581957781349,683.97849462365605,null,null,null,19.478887096774191,9,32400,20.699999999999996,790.98550707103641,822.72967450191254,0.94615384615384612,0,0,45.157938013915242,30.610555224146935,34.984210253318075,37.521842830332474,34.67090266106203,30.167471377983972,34.67090266106203,37.521842830332474,34.984210253318075,0,3.6672581957781349,683.97849462365605,null,null,null,19.478887096774191,9,32400,20.699999999999996,790.98550707103641,804.68405288023973,0.94615384615384612,0,0,45.157938013915242,30.610555224146935,34.984210253318075,37.521842830332474,34.67090266106203,30.167471377983972,34.67090266106203,37.521842830332474,34.984210253318075,1,3.6672581957781349,683.97849462365605,null,null,null,19.478887096774191,9,32400,20.699999999999996,790.98550707103641,804.68405288023973,0.94615384615384612,0,0,45.157938013915242,30.610555224146935,34.984210253318075,37.521842830332474,34.67090266106203,30.167471377983972,34.67090266106203,37.521842830332474,34.984210253318075,0,3.6672581957781349,683.97849462365605,null,null,null,19.478887096774191,9,32400,20.699999999999996,790.98550707103641,0,0.94615384615384612,0,0,45.157938013915242,30.610555224146935,34.984210253318075,37.521842830332474,34.67090266106203,30.167471377983972,34.67090266106203,37.521842830332474,34.984210253318075,1,3.6672581957781349,683.97849462365605,null,null,null,19.478887096774191,9,32400,20.699999999999996,790.98550707103641,0,0.94615384615384612,0,0,45.157938013915242,30.610555224146935,34.984210253318075,37.521842830332474,34.67090266106203,30.167471377983972,34.67090266106203,37.521842830332474,34.984210253318075,0,3.6672581957781349,683.97849462365605,null,null,null,19.478887096774191,9,32400,20.699999999999996,790.98550707103641,822.72967450191254,0.94615384615384612,0,0,45.157938013915242,30.610555224146935,34.984210253318075,37.521842830332474,34.67090266106203,30.167471377983972,34.67090266106203,37.521842830332474,34.984210253318075,1,3.6672581957781349,683.97849462365605,null,null,null,19.478887096774191,9,32400,20.699999999999996,790.98550707103641,822.72967450191254,0.94615384615384612,0,0,45.157938013915242,30.610555224146935,34.984210253318075,37.521842830332474,34.67090266106203,30.167471377983972,34.67090266106203,37.521842830332474,34.984210253318075,0,3.6672581957781349,683.97849462365605]
[null,"Tsuelo",10,36000,23.458064516129028,959.79136945383459,908.34638297547122,0.94615384615384612,0,0,40.910379506641362,34.738896948205102,39.717272870027713,42.605769753202182,39.360645984045959,34.234550369342827,39.360645984045959,42.605769753202182,39.717272870027713,1,3.669976064334763,778.54838709677426,null,null,null,"Tsuelo",10,36000,23.458064516129028,959.79136945383459,908.34638297547122,0.94615384615384612,0,0,40.910379506641362,34.738896948205102,39.717272870027713,42.605769753202182,39.360645984045959,34.234550369342827,39.360645984045959,42.605769753202182,39.717272870027713,0,3.669976064334763,778.54838709677426,null,null,null,"Tsuelo",10,36000,23.458064516129028,959.79136945383459,908.34638297547122,0.94615384615384612,0,0,51.810056925996207,34.738896948205102,39.717272870027713,42.605769753202182,39.360645984045959,34.234550369342827,39.360645984045959,42.605769753202182,39.717272870027713,1,3.6672581957781349,778.54838709677426,null,null,null,"Tsuelo",10,36000,23.458064516129028,959.79136945383459,908.34638297547122,0.94615384615384612,0,0,51.810056925996207,34.738896948205102,39.717272870027713,42.605769753202182,39.360645984045959,34.234550369342827,39.360645984045959,42.605769753202182,39.717272870027713,0,3.6672581957781349,778.54838709677426,null,null,null,"Tsuelo",10,36000,23.458064516129028,959.79136945383459,888.42285810867452,0.94615384615384612,0,0,51.810056925996207,34.738896948205102,39.717272870027713,42.605769753202182,39.360645984045959,34.234550369342827,39.360645984045959,42.605769753202182,39.717272870027713,1,3.6672581957781349,778.54838709677426,null,null,null,"Tsuelo",10,36000,23.458064516129028,959.79136945383459,888.42285810867452,0.94615384615384612,0,0,51.810056925996207,34.738896948205102,39.717272870027713,42.605769753202182,39.360645984045959,34.234550369342827,39.360645984045959,42.605769753202182,39.717272870027713,0,3.6672581957781349,778.54838709677426,null,null,null,"Tsuelo",10,36000,23.458064516129028,959.79136945383459,0,0.94615384615384612,0,0,51.810056925996207,34.738896948205102,39.717272870027713,42.605769753202182,39.360645984045959,34.234550369342827,39.360645984045959,42.605769753202182,39.717272870027713,1,3.6672581957781349,778.54838709677426,null,null,null,"Tsuelo",10,36000,23.458064516129028,959.79136945383459,0,0.94615384615384612,0,0,51.810056925996207,34.738896948205102,39.717272870027713,42.605769753202182,39.360645984045959,34.234550369342827,39.360645984045959,42.605769753202182,39.717272870027713,0,3.6672581957781349,778.54838709677426,null,null,null,"Tsuelo",10,36000,23.458064516129028,959.79136945383459,908.34638297547122,0.94615384615384612,0,0,51.810056925996207,34.738896948205102,39.717272870027713,42.605769753202182,39.360645984045959,34.234550369342827,39.360645984045959,42.605769753202182,39.717272870027713,1,3.6672581957781349,778.54838709677426,null,null,null,"Tsuelo",10,36000,23.458064516129028,959.79136945383459,908.34638297547122,0.94615384615384612,0,0,51.810056925996207,34.738896948205102,39.717272870027713,42.605769753202182,39.360645984045959,34.234550369342827,39.360645984045959,42.605769753202182,39.717272870027713,0,3.6672581957781349,778.54838709677426]
[null,19.917204301075266,11,39600,25.393548387096779,970.32724074681403,1031.2900315785537,0.94615384615384612,0,0,44.832229601518037,37.733443845994721,43.179197853979744,46.338871555928847,42.789090251784174,37.181748384184907,42.789090251784174,46.338871555928847,43.179197853979744,1,0.66997606433476342,851.63978494623666,null,null,null,19.917204301075266,11,39600,25.393548387096779,970.32724074681403,1031.2900315785537,0.94615384615384612,0,0,44.832229601518037,37.733443845994721,43.179197853979744,46.338871555928847,42.789090251784174,37.181748384184907,42.789090251784174,46.338871555928847,43.179197853979744,0,0.66997606433476342,851.63978494623666,null,null,null,19.917204301075266,11,39600,25.393548387096779,970.32724074681403,1031.2900315785537,0.94615384615384612,0,0,56.755186590765348,37.733443845994721,43.179197853979744,46.338871555928847,42.789090251784174,37.181748384184907,42.789090251784174,46.338871555928847,43.179197853979744,1,0.66725819577813505,851.63978494623666,null,null,null,19.917204301075266,11,39600,25.393548387096779,970.32724074681403,1031.2900315785537,0.94615384615384612,0,0,56.755186590765348,37.733443845994721,43.179197853979744,46.338871555928847,42.789090251784174,37.181748384184907,42.789090251784174,46.338871555928847,43.179197853979744,0,0.66725819577813505,851.63978494623666,null,null,null,19.917204301075266,11,39600,25.393548387096779,970.32724074681403,1008.6698803079233,0.94615384615384612,0,0,56.755186590765348,37.733443845994721,43.179197853979744,46.338871555928847,42.789090251784174,37.181748384184907,42.789090251784174,46.338871555928847,43.179197853979744,1,0.66725819577813505,851.63978494623666,null,null,null,19.917204301075266,11,39600,25.393548387096779,970.32724074681403,1008.6698803079233,0.94615384615384612,0,0,56.755186590765348,37.733443845994721,43.179197853979744,46.338871555928847,42.789090251784174,37.181748384184907,42.789090251784174,46.338871555928847,43.179197853979744,0,0.66725819577813505,851.63978494623666,null,null,null,19.917204301075266,11,39600,25.393548387096779,970.32724074681403,0,0.94615384615384612,0,0,56.755186590765348,37.733443845994721,43.179197853979744,46.338871555928847,42.789090251784174,37.181748384184907,42.789090251784174,46.338871555928847,43.179197853979744,1,0.66725819577813505,851.63978494623666,null,null,null,19.917204301075266,11,39600,25.393548387096779,970.32724074681403,0,0.94615384615384612,0,0,56.755186590765348,37.733443845994721,43.179197853979744,46.338871555928847,42.789090251784174,37.181748384184907,42.789090251784174,46.338871555928847,43.179197853979744,0,0.66725819577813505,851.63978494623666,null,null,null,19.917204301075266,11,39600,25.393548387096779,970.32724074681403,1031.2900315785537,0.94615384615384612,0,0,56.755186590765348,37.733443845994721,43.179197853979744,46.338871555928847,42.789090251784174,37.181748384184907,42.789090251784174,46.338871555928847,43.179197853979744,1,0.66725819577813505,851.63978494623666,null,null,null,19.917204301075266,11,39600,25.393548387096779,970.32724074681403,1031.2900315785537,0.94615384615384612,0,0,56.755186590765348,37.733443845994721,43.179197853979744,46.338871555928847,42.789090251784174,37.181748384184907,42.789090251784174,46.338871555928847,43.179197853979744,0,0.66725819577813505,851.63978494623666]
[null,"Infil RAH",12,43200,26.877419354838707,969.73087067362633,954.70706995987121,0.94615384615384612,0,0,45.122624920936119,38.580994120534001,43.745931651838632,46.742673198728951,43.375940390229545,38.057747460406901,43.375940390229545,46.742673198728951,43.745931651838632,1,0.66997606433476342,807.72401433691755,null,null,null,"Infil RAH",12,43200,26.877419354838707,969.73087067362633,954.70706995987121,0.94615384615384612,0,0,45.122624920936119,38.580994120534001,43.745931651838632,46.742673198728951,43.375940390229545,38.057747460406901,43.375940390229545,46.742673198728951,43.745931651838632,0,0.66997606433476342,807.72401433691755,null,null,null,"Infil RAH",12,43200,26.877419354838707,969.73087067362633,954.70706995987121,0.94615384615384612,0,0,56.430761121652964,38.580994120534001,43.745931651838632,46.742673198728951,43.375940390229545,38.057747460406901,43.375940390229545,46.742673198728951,43.745931651838632,1,0.66725819577813505,807.72401433691755,null,null,null,"Infil RAH",12,43200,26.877419354838707,969.73087067362633,954.70706995987121,0.94615384615384612,0,0,56.430761121652964,38.580994120534001,43.745931651838632,46.742673198728951,43.375940390229545,38.057747460406901,43.375940390229545,46.742673198728951,43.745931651838632,0,0.66725819577813505,807.72401433691755,null,null,null,"Infil RAH",12,43200,26.877419354838707,969.73087067362633,0,0.94615384615384612,0,0,56.430761121652964,38.580994120534001,43.745931651838632,46.742673198728951,43.375940390229545,38.057747460406901,43.375940390229545,46.742673198728951,43.745931651838632,1,0.66725819577813505,807.72401433691755,null,null,null,"Infil RAH",12,43200,26.877419354838707,969.73087067362633,0,0.94615384615384612,0,0,56.430761121652964,38.580994120534001,43.745931651838632,46.742673198728951,43.375940390229545,38.057747460406901,43.375940390229545,46.742673198728951,43.745931651838632,0,0.66725819577813505,807.72401433691755,null,null,null,"Infil RAH",12,43200,26.877419354838707,969.73087067362633,0,0.94615384615384612,0,0,56.430761121652964,38.580994120534001,43.745931651838632,46.742673198728951,43.375940390229545,38.057747460406901,43.375940390229545,46.742673198728951,43.745931651838632,1,0.66725819577813505,807.72401433691755,null,null,null,"Infil RAH",12,43200,26.877419354838707,969.73087067362633,0,0.94615384615384612,0,0,56.430761121652964,38.580994120534001,43.745931651838632,46.742673198728951,43.375940390229545,38.057747460406901,43.375940390229545,46.742673198728951,43.745931651838632,0,0.66725819577813505,807.72401433691755,null,null,null,"Infil RAH",12,43200,26.877419354838707,969.73087067362633,954.70706995987121,0.94615384615384612,0,0,56.430761121652964,38.580994120534001,43.745931651838632,46.742673198728951,43.375940390229545,38.057747460406901,43.375940390229545,46.742673198728951,43.745931651838632,1,0.66725819577813505,807.72401433691755,null,null,null,"Infil RAH",12,43200,26.877419354838707,969.73087067362633,954.70706995987121,0.94615384615384612,0,0,56.430761121652964,38.580994120534001,43.745931651838632,46.742673198728951,43.375940390229545,38.057747460406901,43.375940390229545,46.742673198728951,43.745931651838632,0,0.66725819577813505,807.72401433691755]
[null,0.13223547412677508,13,46800,28.164516129032251,991.89595839376227,877.16740945551612,0.94615384615384612,0,0,45.368687539531933,39.313046829548746,44.233036301720816,47.087656860470688,43.880591939929559,38.814615233121621,43.880591939929559,47.087656860470688,44.233036301720816,1,0.66997606433476342,769.41756272401437,null,null,null,0.13223547412677508,13,46800,28.164516129032251,991.89595839376227,877.16740945551612,0.94615384615384612,0,0,45.368687539531933,39.313046829548746,44.233036301720816,47.087656860470688,43.880591939929559,38.814615233121621,43.880591939929559,47.087656860470688,44.233036301720816,0,0.66997606433476342,769.41756272401437,null,null,null,0.13495334268340339,13,46800,28.164516129032251,991.89595839376227,877.16740945551612,0.94615384615384612,0,0,56.140533417668138,39.313046829548746,44.233036301720816,47.087656860470688,43.880591939929559,38.814615233121621,43.880591939929559,47.087656860470688,44.233036301720816,1,0.66725819577813505,769.41756272401437,null,null,null,0.13495334268340339,13,46800,28.164516129032251,991.89595839376227,877.16740945551612,0.94615384615384612,0,0,56.140533417668138,39.313046829548746,44.233036301720816,47.087656860470688,43.880591939929559,38.814615233121621,43.880591939929559,47.087656860470688,44.233036301720816,0,0.66725819577813505,769.41756272401437,null,null,null,0.13495334268340339,13,46800,28.164516129032251,991.89595839376227,0,0.94615384615384612,0,0,56.140533417668138,39.313046829548746,44.233036301720816,47.087656860470688,43.880591939929559,38.814615233121621,43.880591939929559,47.087656860470688,44.233036301720816,1,0.66725819577813505,769.41756272401437,null,null,null,0.13495334268340339,13,46800,28.164516129032251,991.89595839376227,0,0.94615384615384612,0,0,56.140533417668138,39.313046829548746,44.233036301720816,47.087656860470688,43.880591939929559,38.814615233121621,43.880591939929559,47.087656860470688,44.233036301720816,0,0.66725819577813505,769.41756272401437,null,null,null,0.13495334268340339,13,46800,28.164516129032251,991.89595839376227,857.92775922717078,0.94615384615384612,0,0,56.140533417668138,39.313046829548746,44.233036301720816,47.087656860470688,43.880591939929559,38.814615233121621,43.880591939929559,47.087656860470688,44.233036301720816,1,0.66725819577813505,769.41756272401437,null,null,null,0.13495334268340339,13,46800,28.164516129032251,991.89595839376227,857.92775922717078,0.94615384615384612,0,0,56.140533417668138,39.313046829548746,44.233036301720816,47.087656860470688,43.880591939929559,38.814615233121621,43.880591939929559,47.087656860470688,44.233036301720816,0,0.66725819577813505,769.41756272401437,null,null,null,0.13495334268340339,13,46800,28.164516129032251,991.89595839376227,877.16740945551612,0.94615384615384612,0,0,56.140533417668138,39.313046829548746,44.233036301720816,47.087656860470688,43.880591939929559,38.814615233121621,43.880591939929559,47.087656860470688,44.233036301720816,1,0.66725819577813505,769.41756272401437,null,null,null,0.13495334268340339,13,46800,28.164516129032251,991.89595839376227,877.16740945551612,0.94615384615384612,0,0,56.140533417668138,39.313046829548746,44.233036301720816,47.087656860470688,43.880591939929559,38.814615233121621,43.880591939929559,47.087656860470688,44.233036301720816,0,0.66725819577813505,769.41756272401437]
[null,"Cat Mes",14,50400,28.861290322580647,841.41190992611348,848.6546459448125,0.94615384615384612,0,0,44.516695129664768,39.184071255953945,43.739646773486697,46.38283119549429,43.413307273178802,38.722557508680474,43.413307273178802,46.38283119549429,43.739646773486697,1,0.66997606433476342,712.42831541218629,null,null,null,"Cat Mes",14,50400,28.861290322580647,841.41190992611348,848.6546459448125,0.94615384615384612,0,0,44.516695129664768,39.184071255953945,43.739646773486697,46.38283119549429,43.413307273178802,38.722557508680474,43.413307273178802,46.38283119549429,43.739646773486697,0,0.66997606433476342,712.42831541218629,null,null,null,"Cat Mes",14,50400,28.861290322580647,841.41190992611348,848.6546459448125,0.94615384615384612,0,0,54.490691545435382,39.184071255953945,43.739646773486697,46.38283119549429,43.413307273178802,38.722557508680474,43.413307273178802,46.38283119549429,43.739646773486697,1,0.66725819577813505,712.42831541218629,null,null,null,"Cat Mes",14,50400,28.861290322580647,841.41190992611348,848.6546459448125,0.94615384615384612,0,0,54.490691545435382,39.184071255953945,43.739646773486697,46.38283119549429,43.413307273178802,38.722557508680474,43.413307273178802,46.38283119549429,43.739646773486697,0,0.66725819577813505,712.42831541218629,null,null,null,"Cat Mes",14,50400,28.861290322580647,841.41190992611348,0,0.94615384615384612,0,0,54.490691545435382,39.184071255953945,43.739646773486697,46.38283119549429,43.413307273178802,38.722557508680474,43.413307273178802,46.38283119549429,43.739646773486697,1,0.66725819577813505,712.42831541218629,null,null,null,"Cat Mes",14,50400,28.861290322580647,841.41190992611348,0,0.94615384615384612,0,0,54.490691545435382,39.184071255953945,43.739646773486697,46.38283119549429,43.413307273178802,38.722557508680474,43.413307273178802,46.38283119549429,43.739646773486697,0,0.66725819577813505,712.42831541218629,null,null,null,"Cat Mes",14,50400,28.861290322580647,841.41190992611348,830.04039012929661,0.94615384615384612,0,0,54.490691545435382,39.184071255953945,43.739646773486697,46.38283119549429,43.413307273178802,38.722557508680474,43.413307273178802,46.38283119549429,43.739646773486697,1,0.66725819577813505,712.42831541218629,null,null,null,"Cat Mes",14,50400,28.861290322580647,841.41190992611348,830.04039012929661,0.94615384615384612,0,0,54.490691545435382,39.184071255953945,43.739646773486697,46.38283119549429,43.413307273178802,38.722557508680474,43.413307273178802,46.38283119549429,43.739646773486697,0,0.66725819577813505,712.42831541218629,null,null,null,"Cat Mes",14,50400,28.861290322580647,841.41190992611348,848.6546459448125,0.94615384615384612,0,0,54.490691545435382,39.184071255953945,43.739646773486697,46.38283119549429,43.413307273178802,38.722557508680474,43.413307273178802,46.38283119549429,43.739646773486697,1,0.66725819577813505,712.42831541218629,null,null,null,"Cat Mes",14,50400,28.861290322580647,841.41190992611348,848.6546459448125,0.94615384615384612,0,0,54.490691545435382,39.184071255953945,43.739646773486697,46.38283119549429,43.413307273178802,38.722557508680474,43.413307273178802,46.38283119549429,43.739646773486697,0,0.66725819577813505,712.42831541218629]
[null,"v",15,54000,28.525806451612894,747.45049172834797,589.92248992937084,0.94615384615384612,0,0,39.473301707779882,36.338489861687542,39.786327174025018,41.786792282881912,39.539340706273407,35.989198249270601,39.539340706273407,41.786792282881912,39.786327174025018,1,0.66997606433476342,539.19354838709683,null,null,null,"v",15,54000,28.525806451612894,747.45049172834797,589.92248992937084,0.94615384615384612,0,0,39.473301707779882,36.338489861687542,39.786327174025018,41.786792282881912,39.539340706273407,35.989198249270601,39.539340706273407,41.786792282881912,39.786327174025018,0,0.66997606433476342,539.19354838709683,null,null,null,"v",15,54000,28.525806451612894,747.45049172834797,589.92248992937084,0.94615384615384612,0,0,47.022011385199235,36.338489861687542,39.786327174025018,41.786792282881912,39.539340706273407,35.989198249270601,39.539340706273407,41.786792282881912,39.786327174025018,1,0.66725819577813505,539.19354838709683,null,null,null,"v",15,54000,28.525806451612894,747.45049172834797,589.92248992937084,0.94615384615384612,0,0,47.022011385199235,36.338489861687542,39.786327174025018,41.786792282881912,39.539340706273407,35.989198249270601,39.539340706273407,41.786792282881912,39.786327174025018,0,0.66725819577813505,539.19354838709683,null,null,null,"v",15,54000,28.525806451612894,747.45049172834797,0,0.94615384615384612,0,0,47.022011385199235,36.338489861687542,39.786327174025018,41.786792282881912,39.539340706273407,35.989198249270601,39.539340706273407,41.786792282881912,39.786327174025018,1,0.66725819577813505,539.19354838709683,null,null,null,"v",15,54000,28.525806451612894,747.45049172834797,0,0.94615384615384612,0,0,47.022011385199235,36.338489861687542,39.786327174025018,41.786792282881912,39.539340706273407,35.989198249270601,39.539340706273407,41.786792282881912,39.786327174025018,0,0.66725819577813505,539.19354838709683,null,null,null,"v",15,54000,28.525806451612894,747.45049172834797,576.98322400848929,0.94615384615384612,0,0,47.022011385199235,36.338489861687542,39.786327174025018,41.786792282881912,39.539340706273407,35.989198249270601,39.539340706273407,41.786792282881912,39.786327174025018,1,0.66725819577813505,539.19354838709683,null,null,null,"v",15,54000,28.525806451612894,747.45049172834797,576.98322400848929,0.94615384615384612,0,0,47.022011385199235,36.338489861687542,39.786327174025018,41.786792282881912,39.539340706273407,35.989198249270601,39.539340706273407,41.786792282881912,39.786327174025018,0,0.66725819577813505,539.19354838709683,null,null,null,"v",15,54000,28.525806451612894,747.45049172834797,589.92248992937084,0.94615384615384612,0,0,47.022011385199235,36.338489861687542,39.786327174025018,41.786792282881912,39.539340706273407,35.989198249270601,39.539340706273407,41.786792282881912,39.786327174025018,1,0.66725819577813505,539.19354838709683,null,null,null,"v",15,54000,28.525806451612894,747.45049172834797,589.92248992937084,0.94615384615384612,0,0,47.022011385199235,36.338489861687542,39.786327174025018,41.786792282881912,39.539340706273407,35.989198249270601,39.539340706273407,41.786792282881912,39.786327174025018,0,0.66725819577813505,539.19354838709683]
[null,null,16,57600,27.135483870967747,575.06640890642427,0,1.1353846153846152,0,0,33.836777356103738,32.68423666945813,35.132972389492807,36.553750090114619,34.9575567503081,32.436161493470777,34.9575567503081,36.553750090114619,35.132972389492807,1,3.669976064334763,382.9480286738351,null,null,null,null,16,57600,27.135483870967747,575.06640890642427,0,1.1353846153846152,0,0,33.836777356103738,32.68423666945813,35.132972389492807,36.553750090114619,34.9575567503081,32.436161493470777,34.9575567503081,36.553750090114619,35.132972389492807,0,3.669976064334763,382.9480286738351,null,null,null,null,16,57600,27.135483870967747,575.06640890642427,0,1.1353846153846152,0,0,39.198049757537433,32.68423666945813,35.132972389492807,36.553750090114619,34.9575567503081,32.436161493470777,34.9575567503081,36.553750090114619,35.132972389492807,1,3.6672581957781349,382.9480286738351,null,null,null,null,16,57600,27.135483870967747,575.06640890642427,0,1.1353846153846152,0,0,39.198049757537433,32.68423666945813,35.132972389492807,36.553750090114619,34.9575567503081,32.436161493470777,34.9575567503081,36.553750090114619,35.132972389492807,0,3.6672581957781349,382.9480286738351,null,null,null,null,16,57600,27.135483870967747,575.06640890642427,0,1.1353846153846152,0,0,39.198049757537433,32.68423666945813,35.132972389492807,36.553750090114619,34.9575567503081,32.436161493470777,34.9575567503081,36.553750090114619,35.132972389492807,1,3.6672581957781349,382.9480286738351,null,null,null,null,16,57600,27.135483870967747,575.06640890642427,0,1.1353846153846152,0,0,39.198049757537433,32.68423666945813,35.132972389492807,36.553750090114619,34.9575567503081,32.436161493470777,34.9575567503081,36.553750090114619,35.132972389492807,0,3.6672581957781349,382.9480286738351,null,null,null,null,16,57600,27.135483870967747,575.06640890642427,389.31871710893444,1.1353846153846152,0,0,39.198049757537433,32.68423666945813,35.132972389492807,36.553750090114619,34.9575567503081,32.436161493470777,34.9575567503081,36.553750090114619,35.132972389492807,1,3.6672581957781349,382.9480286738351,null,null,null,null,16,57600,27.135483870967747,575.06640890642427,389.31871710893444,1.1353846153846152,0,0,39.198049757537433,32.68423666945813,35.132972389492807,36.553750090114619,34.9575567503081,32.436161493470777,34.9575567503081,36.553750090114619,35.132972389492807,0,3.6672581957781349,382.9480286738351,null,null,null,null,16,57600,27.135483870967747,575.06640890642427,0,1.1353846153846152,0,0,39.198049757537433,32.68423666945813,35.132972389492807,36.553750090114619,34.9575567503081,32.436161493470777,34.9575567503081,36.553750090114619,35.132972389492807,1,3.6672581957781349,382.9480286738351,null,null,null,null,16,57600,27.135483870967747,575.06640890642427,0,1.1353846153846152,0,0,39.198049757537433,32.68423666945813,35.132972389492807,36.553750090114619,34.9575567503081,32.436161493470777,34.9575567503081,36.553750090114619,35.132972389492807,0,3.6672581957781349,382.9480286738351]
[null,null,17,61200,25.28387096774194,389.0320777426532,0,1.8923076923076922,0,0,26.74760594560405,28.040135402754981,29.256510220842728,29.962261438909053,29.169374984297065,27.916907569471512,29.169374984297065,29.962261438909053,29.256510220842728,1,3.669976064334763,190.22401433691752,null,null,null,null,17,61200,25.28387096774194,389.0320777426532,0,1.8923076923076922,0,0,26.74760594560405,28.040135402754981,29.256510220842728,29.962261438909053,29.169374984297065,27.916907569471512,29.169374984297065,29.962261438909053,29.256510220842728,0,3.669976064334763,190.22401433691752,null,null,null,null,17,61200,25.28387096774194,389.0320777426532,0,1.8923076923076922,0,0,29.410742146320896,28.040135402754981,29.256510220842728,29.962261438909053,29.169374984297065,27.916907569471512,29.169374984297065,29.962261438909053,29.256510220842728,1,3.6672581957781349,190.22401433691752,null,null,null,null,17,61200,25.28387096774194,389.0320777426532,0,1.8923076923076922,0,0,29.410742146320896,28.040135402754981,29.256510220842728,29.962261438909053,29.169374984297065,27.916907569471512,29.169374984297065,29.962261438909053,29.256510220842728,0,3.6672581957781349,190.22401433691752,null,null,null,null,17,61200,25.28387096774194,389.0320777426532,0,1.8923076923076922,0,0,29.410742146320896,28.040135402754981,29.256510220842728,29.962261438909053,29.169374984297065,27.916907569471512,29.169374984297065,29.962261438909053,29.256510220842728,1,3.6672581957781349,190.22401433691752,null,null,null,null,17,61200,25.28387096774194,389.0320777426532,0,1.8923076923076922,0,0,29.410742146320896,28.040135402754981,29.256510220842728,29.962261438909053,29.169374984297065,27.916907569471512,29.169374984297065,29.962261438909053,29.256510220842728,0,3.6672581957781349,190.22401433691752,null,null,null,null,17,61200,25.28387096774194,389.0320777426532,145.52666151349334,1.8923076923076922,0,0,29.410742146320896,28.040135402754981,29.256510220842728,29.962261438909053,29.169374984297065,27.916907569471512,29.169374984297065,29.962261438909053,29.256510220842728,1,3.6672581957781349,190.22401433691752,null,null,null,null,17,61200,25.28387096774194,389.0320777426532,145.52666151349334,1.8923076923076922,0,0,29.410742146320896,28.040135402754981,29.256510220842728,29.962261438909053,29.169374984297065,27.916907569471512,29.169374984297065,29.962261438909053,29.256510220842728,0,3.6672581957781349,190.22401433691752,null,null,null,null,17,61200,25.28387096774194,389.0320777426532,0,1.8923076923076922,0,0,29.410742146320896,28.040135402754981,29.256510220842728,29.962261438909053,29.169374984297065,27.916907569471512,29.169374984297065,29.962261438909053,29.256510220842728,1,3.6672581957781349,190.22401433691752,null,null,null,null,17,61200,25.28387096774194,389.0320777426532,0,1.8923076923076922,0,0,29.410742146320896,28.040135402754981,29.256510220842728,29.962261438909053,29.169374984297065,27.916907569471512,29.169374984297065,29.962261438909053,29.256510220842728,0,3.6672581957781349,190.22401433691752]
[null,null,18,64800,22.899999999999991,106.15387302737705,0,1.8923076923076922,0,0,20.058115117014538,23.360654115381134,23.563946680013256,23.681898789000929,23.54938377929895,23.340059063683469,23.54938377929895,23.681898789000929,23.563946680013256,1,0.66997606433476342,31.792114695340491,null,null,null,null,18,64800,22.899999999999991,106.15387302737705,0,1.8923076923076922,0,0,20.058115117014538,23.360654115381134,23.563946680013256,23.681898789000929,23.54938377929895,23.340059063683469,23.54938377929895,23.681898789000929,23.563946680013256,0,0.66997606433476342,31.792114695340491,null,null,null,null,18,64800,22.899999999999991,106.15387302737705,0,1.8923076923076922,0,0,20.503204722749306,23.360654115381134,23.563946680013256,23.681898789000929,23.54938377929895,23.340059063683469,23.54938377929895,23.681898789000929,23.563946680013256,1,0.66725819577813505,31.792114695340491,null,null,null,null,18,64800,22.899999999999991,106.15387302737705,0,1.8923076923076922,0,0,20.503204722749306,23.360654115381134,23.563946680013256,23.681898789000929,23.54938377929895,23.340059063683469,23.54938377929895,23.681898789000929,23.563946680013256,0,0.66725819577813505,31.792114695340491,null,null,null,null,18,64800,22.899999999999991,106.15387302737705,0,1.8923076923076922,0,0,20.503204722749306,23.360654115381134,23.563946680013256,23.681898789000929,23.54938377929895,23.340059063683469,23.54938377929895,23.681898789000929,23.563946680013256,1,0.66725819577813505,31.792114695340491,null,null,null,null,18,64800,22.899999999999991,106.15387302737705,0,1.8923076923076922,0,0,20.503204722749306,23.360654115381134,23.563946680013256,23.681898789000929,23.54938377929895,23.340059063683469,23.54938377929895,23.681898789000929,23.563946680013256,0,0.66725819577813505,31.792114695340491,null,null,null,null,18,64800,22.899999999999991,106.15387302737705,5.2768179151092625,1.8923076923076922,0,0,20.503204722749306,23.360654115381134,23.563946680013256,23.681898789000929,23.54938377929895,23.340059063683469,23.54938377929895,23.681898789000929,23.563946680013256,1,0.66725819577813505,31.792114695340491,null,null,null,null,18,64800,22.899999999999991,106.15387302737705,5.2768179151092625,1.8923076923076922,0,0,20.503204722749306,23.360654115381134,23.563946680013256,23.681898789000929,23.54938377929895,23.340059063683469,23.54938377929895,23.681898789000929,23.563946680013256,0,0.66725819577813505,31.792114695340491,null,null,null,null,18,64800,22.899999999999991,106.15387302737705,0,1.8923076923076922,0,0,20.503204722749306,23.360654115381134,23.563946680013256,23.681898789000929,23.54938377929895,23.340059063683469,23.54938377929895,23.681898789000929,23.563946680013256,1,0.66725819577813505,31.792114695340491,null,null,null,null,18,64800,22.899999999999991,106.15387302737705,0,1.8923076923076922,0,0,20.503204722749306,23.360654115381134,23.563946680013256,23.681898789000929,23.54938377929895,23.340059063683469,23.54938377929895,23.681898789000929,23.563946680013256,0,0.66725819577813505,31.792114695340491]
[null,null,19,68400,20.941935483870971,0,0,2.8384615384615381,1.5,0,17.236053130929793,20.941935483870971,20.941935483870971,20.941935483870971,20.941935483870971,20.941935483870971,20.941935483870971,20.941935483870971,20.941935483870971,1,0.66997606433476342,0,null,null,null,null,19,68400,20.941935483870971,0,0,2.8384615384615381,1.5,0,17.236053130929793,20.941935483870971,20.941935483870971,20.941935483870971,20.941935483870971,20.941935483870971,20.941935483870971,20.941935483870971,20.941935483870971,0,0.66997606433476342,0,null,null,null,null,19,68400,20.941935483870971,0,0,2.8384615384615381,1.5,0,17.236053130929793,20.941935483870971,20.941935483870971,20.941935483870971,20.941935483870971,20.941935483870971,20.941935483870971,20.941935483870971,20.941935483870971,1,0.66725819577813505,0,null,null,null,null,19,68400,20.941935483870971,0,0,2.8384615384615381,1.5,0,17.236053130929793,20.941935483870971,20.941935483870971,20.941935483870971,20.941935483870971,20.941935483870971,20.941935483870971,20.941935483870971,20.941935483870971,0,0.66725819577813505,0,null,null,null,null,19,68400,20.941935483870971,0,0,2.8384615384615381,1.5,0,17.236053130929793,20.941935483870971,20.941935483870971,20.941935483870971,20.941935483870971,20.941935483870971,20.941935483870971,20.941935483870971,20.941935483870971,1,0.66725819577813505,0,null,null,null,null,19,68400,20.941935483870971,0,0,2.8384615384615381,1.5,0,17.236053130929793,20.941935483870971,20.941935483870971,20.941935483870971,20.941935483870971,20.941935483870971,20.941935483870971,20.941935483870971,20.941935483870971,0,0.66725819577813505,0,null,null,null,null,19,68400,20.941935483870971,0,0,2.8384615384615381,1.5,0,17.236053130929793,20.941935483870971,20.941935483870971,20.941935483870971,20.941935483870971,20.941935483870971,20.941935483870971,20.941935483870971,20.941935483870971,1,0.66725819577813505,0,null,null,null,null,19,68400,20.941935483870971,0,0,2.8384615384615381,1.5,0,17.236053130929793,20.941935483870971,20.941935483870971,20.941935483870971,20.941935483870971,20.941935483870971,20.941935483870971,20.941935483870971,20.941935483870971,0,0.66725819577813505,0,null,null,null,null,19,68400,20.941935483870971,0,0,2.8384615384615381,1.5,0,17.236053130929793,20.941935483870971,20.941935483870971,20.941935483870971,20.941935483870971,20.941935483870971,20.941935483870971,20.941935483870971,20.941935483870971,1,0.66725819577813505,0,null,null,null,null,19,68400,20.941935483870971,0,0,2.8384615384615381,1.5,0,17.236053130929793,20.941935483870971,20.941935483870971,20.941935483870971,20.941935483870971,20.941935483870971,20.941935483870971,20.941935483870971,20.941935483870971,0,0.66725819577813505,0]
[null,null,20,72000,19.574193548387097,0,0,3.4061538461538463,1.5,0,15.868311195445919,19.574193548387097,19.574193548387097,19.574193548387097,19.574193548387097,19.574193548387097,19.574193548387097,19.574193548387097,19.574193548387097,1,0.66997606433476342,0,null,null,null,null,20,72000,19.574193548387097,0,0,3.4061538461538463,1.5,0,15.868311195445919,19.574193548387097,19.574193548387097,19.574193548387097,19.574193548387097,19.574193548387097,19.574193548387097,19.574193548387097,19.574193548387097,0,0.66997606433476342,0,null,null,null,null,20,72000,19.574193548387097,0,0,3.4061538461538463,1.5,0,15.868311195445919,19.574193548387097,19.574193548387097,19.574193548387097,19.574193548387097,19.574193548387097,19.574193548387097,19.574193548387097,19.574193548387097,1,0.66725819577813505,0,null,null,null,null,20,72000,19.574193548387097,0,0,3.4061538461538463,1.5,0,15.868311195445919,19.574193548387097,19.574193548387097,19.574193548387097,19.574193548387097,19.574193548387097,19.574193548387097,19.574193548387097,19.574193548387097,0,0.66725819577813505,0,null,null,null,null,20,72000,19.574193548387097,0,0,3.4061538461538463,1.5,0,15.868311195445919,19.574193548387097,19.574193548387097,19.574193548387097,19.574193548387097,19.574193548387097,19.574193548387097,19.574193548387097,19.574193548387097,1,0.66725819577813505,0,null,null,null,null,20,72000,19.574193548387097,0,0,3.4061538461538463,1.5,0,15.868311195445919,19.574193548387097,19.574193548387097,19.574193548387097,19.574193548387097,19.574193548387097,19.574193548387097,19.574193548387097,19.574193548387097,0,0.66725819577813505,0,null,null,null,null,20,72000,19.574193548387097,0,0,3.4061538461538463,1.5,0,15.868311195445919,19.574193548387097,19.574193548387097,19.574193548387097,19.574193548387097,19.574193548387097,19.574193548387097,19.574193548387097,19.574193548387097,1,0.66725819577813505,0,null,null,null,null,20,72000,19.574193548387097,0,0,3.4061538461538463,1.5,0,15.868311195445919,19.574193548387097,19.574193548387097,19.574193548387097,19.574193548387097,19.574193548387097,19.574193548387097,19.574193548387097,19.574193548387097,0,0.66725819577813505,0,null,null,null,null,20,72000,19.574193548387097,0,0,3.4061538461538463,1.5,0,15.868311195445919,19.574193548387097,19.574193548387097,19.574193548387097,19.574193548387097,19.574193548387097,19.574193548387097,19.574193548387097,19.574193548387097,1,0.66725819577813505,0,null,null,null,null,20,72000,19.574193548387097,0,0,3.4061538461538463,1.5,0,15.868311195445919,19.574193548387097,19.574193548387097,19.574193548387097,19.574193548387097,19.574193548387097,19.574193548387097,19.574193548387097,19.574193548387097,0,0.66725819577813505,0]
[null,null,21,75600,18.7741935483871,0,0,3.7846153846153845,1.5,0,15.068311195445922,18.7741935483871,18.7741935483871,18.7741935483871,18.7741935483871,18.7741935483871,18.7741935483871,18.7741935483871,18.7741935483871,1,3.6699760643347634,0,null,null,null,null,21,75600,18.7741935483871,0,0,3.7846153846153845,1.5,0,15.068311195445922,18.7741935483871,18.7741935483871,18.7741935483871,18.7741935483871,18.7741935483871,18.7741935483871,18.7741935483871,18.7741935483871,0,3.6699760643347634,0,null,null,null,null,21,75600,18.7741935483871,0,0,3.7846153846153845,1.5,0,15.068311195445922,18.7741935483871,18.7741935483871,18.7741935483871,18.7741935483871,18.7741935483871,18.7741935483871,18.7741935483871,18.7741935483871,1,3.6672581957781349,0,null,null,null,null,21,75600,18.7741935483871,0,0,3.7846153846153845,1.5,0,15.068311195445922,18.7741935483871,18.7741935483871,18.7741935483871,18.7741935483871,18.7741935483871,18.7741935483871,18.7741935483871,18.7741935483871,0,3.6672581957781349,0,null,null,null,null,21,75600,18.7741935483871,0,0,3.7846153846153845,1.5,0,15.068311195445922,18.7741935483871,18.7741935483871,18.7741935483871,18.7741935483871,18.7741935483871,18.7741935483871,18.7741935483871,18.7741935483871,1,3.6672581957781349,0,null,null,null,null,21,75600,18.7741935483871,0,0,3.7846153846153845,1.5,0,15.068311195445922,18.7741935483871,18.7741935483871,18.7741935483871,18.7741935483871,18.7741935483871,18.7741935483871,18.7741935483871,18.7741935483871,0,3.6672581957781349,0,null,null,null,null,21,75600,18.7741935483871,0,0,3.7846153846153845,1.5,0,15.068311195445922,18.7741935483871,18.7741935483871,18.7741935483871,18.7741935483871,18.7741935483871,18.7741935483871,18.7741935483871,18.7741935483871,1,3.6672581957781349,0,null,null,null,null,21,75600,18.7741935483871,0,0,3.7846153846153845,1.5,0,15.068311195445922,18.7741935483871,18.7741935483871,18.7741935483871,18.7741935483871,18.7741935483871,18.7741935483871,18.7741935483871,18.7741935483871,0,3.6672581957781349,0,null,null,null,null,21,75600,18.7741935483871,0,0,3.7846153846153845,1.5,0,15.068311195445922,18.7741935483871,18.7741935483871,18.7741935483871,18.7741935483871,18.7741935483871,18.7741935483871,18.7741935483871,18.7741935483871,1,3.6672581957781349,0,null,null,null,null,21,75600,18.7741935483871,0,0,3.7846153846153845,1.5,0,15.068311195445922,18.7741935483871,18.7741935483871,18.7741935483871,18.7741935483871,18.7741935483871,18.7741935483871,18.7741935483871,18.7741935483871,0,3.6672581957781349,0]
[null,null,22,79200,17.738709677419351,0,0,3.1538461538461537,0,0,14.032827324478173,17.738709677419351,17.738709677419351,17.738709677419351,17.738709677419351,17.738709677419351,17.738709677419351,17.738709677419351,17.738709677419351,2,3.6699760643347634,0,null,null,null,null,22,79200,17.738709677419351,0,0,3.1538461538461537,0,0,14.032827324478173,17.738709677419351,17.738709677419351,17.738709677419351,17.738709677419351,17.738709677419351,17.738709677419351,17.738709677419351,17.738709677419351,0,3.6699760643347634,0,null,null,null,null,22,79200,17.738709677419351,0,0,3.1538461538461537,0,0,14.032827324478173,17.738709677419351,17.738709677419351,17.738709677419351,17.738709677419351,17.738709677419351,17.738709677419351,17.738709677419351,17.738709677419351,2,3.6672581957781349,0,null,null,null,null,22,79200,17.738709677419351,0,0,3.1538461538461537,0,0,14.032827324478173,17.738709677419351,17.738709677419351,17.738709677419351,17.738709677419351,17.738709677419351,17.738709677419351,17.738709677419351,17.738709677419351,0,3.6672581957781349,0,null,null,null,null,22,79200,17.738709677419351,0,0,3.1538461538461537,0,0,14.032827324478173,17.738709677419351,17.738709677419351,17.738709677419351,17.738709677419351,17.738709677419351,17.738709677419351,17.738709677419351,17.738709677419351,2,3.6672581957781349,0,null,null,null,null,22,79200,17.738709677419351,0,0,3.1538461538461537,0,0,14.032827324478173,17.738709677419351,17.738709677419351,17.738709677419351,17.738709677419351,17.738709677419351,17.738709677419351,17.738709677419351,17.738709677419351,0,3.6672581957781349,0,null,null,null,null,22,79200,17.738709677419351,0,0,3.1538461538461537,0,0,14.032827324478173,17.738709677419351,17.738709677419351,17.738709677419351,17.738709677419351,17.738709677419351,17.738709677419351,17.738709677419351,17.738709677419351,2,3.6672581957781349,0,null,null,null,null,22,79200,17.738709677419351,0,0,3.1538461538461537,0,0,14.032827324478173,17.738709677419351,17.738709677419351,17.738709677419351,17.738709677419351,17.738709677419351,17.738709677419351,17.738709677419351,17.738709677419351,0,3.6672581957781349,0,null,null,null,null,22,79200,17.738709677419351,0,0,3.1538461538461537,0,0,14.032827324478173,17.738709677419351,17.738709677419351,17.738709677419351,17.738709677419351,17.738709677419351,17.738709677419351,17.738709677419351,17.738709677419351,2,3.6672581957781349,0,null,null,null,null,22,79200,17.738709677419351,0,0,3.1538461538461537,0,0,14.032827324478173,17.738709677419351,17.738709677419351,17.738709677419351,17.738709677419351,17.738709677419351,17.738709677419351,17.738709677419351,17.738709677419351,0,3.6672581957781349,0]
[null,null,23,82800,16.64193548387097,0,0,3.1538461538461537,0,0,12.936053130929793,16.64193548387097,16.64193548387097,16.64193548387097,16.64193548387097,16.64193548387097,16.64193548387097,16.64193548387097,16.64193548387097,2,0.66997606433476342,0,null,null,null,null,23,82800,16.64193548387097,0,0,3.1538461538461537,0,0,12.936053130929793,16.64193548387097,16.64193548387097,16.64193548387097,16.64193548387097,16.64193548387097,16.64193548387097,16.64193548387097,16.64193548387097,0,0.66997606433476342,0,null,null,null,null,23,82800,16.64193548387097,0,0,3.1538461538461537,0,0,12.936053130929793,16.64193548387097,16.64193548387097,16.64193548387097,16.64193548387097,16.64193548387097,16.64193548387097,16.64193548387097,16.64193548387097,2,0.66725819577813505,0,null,null,null,null,23,82800,16.64193548387097,0,0,3.1538461538461537,0,0,12.936053130929793,16.64193548387097,16.64193548387097,16.64193548387097,16.64193548387097,16.64193548387097,16.64193548387097,16.64193548387097,16.64193548387097,0,0.66725819577813505,0,null,null,null,null,23,82800,16.64193548387097,0,0,3.1538461538461537,0,0,12.936053130929793,16.64193548387097,16.64193548387097,16.64193548387097,16.64193548387097,16.64193548387097,16.64193548387097,16.64193548387097,16.64193548387097,2,0.66725819577813505,0,null,null,null,null,23,82800,16.64193548387097,0,0,3.1538461538461537,0,0,12.936053130929793,16.64193548387097,16.64193548387097,16.64193548387097,16.64193548387097,16.64193548387097,16.64193548387097,16.64193548387097,16.64193548387097,0,0.66725819577813505,0,null,null,null,null,23,82800,16.64193548387097,0,0,3.1538461538461537,0,0,12.936053130929793,16.64193548387097,16.64193548387097,16.64193548387097,16.64193548387097,16.64193548387097,16.64193548387097,16.64193548387097,16.64193548387097,2,0.66725819577813505,0,null,null,null,null,23,82800,16.64193548387097,0,0,3.1538461538461537,0,0,12.936053130929793,16.64193548387097,16.64193548387097,16.64193548387097,16.64193548387097,16.64193548387097,16.64193548387097,16.64193548387097,16.64193548387097,0,0.66725819577813505,0,null,null,null,null,23,82800,16.64193548387097,0,0,3.1538461538461537,0,0,12.936053130929793,16.64193548387097,16.64193548387097,16.64193548387097,16.64193548387097,16.64193548387097,16.64193548387097,16.64193548387097,16.64193548387097,2,0.66725819577813505,0,null,null,null,null,23,82800,16.64193548387097,0,0,3.1538461538461537,0,0,12.936053130929793,16.64193548387097,16.64193548387097,16.64193548387097,16.64193548387097,16.64193548387097,16.64193548387097,16.64193548387097,16.64193548387097,0,0.66725819577813505,0]
[null,null,24,86400,15.848387096774188,0,0,3.1538461538461537,0,0,15.848387096774188,15.848387096774188,15.848387096774188,15.848387096774188,15.848387096774188,15.848387096774188,15.848387096774188,15.848387096774188,15.848387096774188,2,0.66997606433476342,0,null,null,null,null,24,86400,15.848387096774188,0,0,3.1538461538461537,0,0,15.848387096774188,15.848387096774188,15.848387096774188,15.848387096774188,15.848387096774188,15.848387096774188,15.848387096774188,15.848387096774188,15.848387096774188,0,0.66997606433476342,0,null,null,null,null,24,86400,15.848387096774188,0,0,3.1538461538461537,0,0,15.848387096774188,15.848387096774188,15.848387096774188,15.848387096774188,15.848387096774188,15.848387096774188,15.848387096774188,15.848387096774188,15.848387096774188,2,0.66725819577813505,0,null,null,null,null,24,86400,15.848387096774188,0,0,3.1538461538461537,0,0,15.848387096774188,15.848387096774188,15.848387096774188,15.848387096774188,15.848387096774188,15.848387096774188,15.848387096774188,15.848387096774188,15.848387096774188,0,0.66725819577813505,0,null,null,null,null,24,86400,15.848387096774188,0,0,3.1538461538461537,0,0,15.848387096774188,15.848387096774188,15.848387096774188,15.848387096774188,15.848387096774188,15.848387096774188,15.848387096774188,15.848387096774188,15.848387096774188,2,0.66725819577813505,0,null,null,null,null,24,86400,15.848387096774188,0,0,3.1538461538461537,0,0,15.848387096774188,15.848387096774188,15.848387096774188,15.848387096774188,15.848387096774188,15.848387096774188,15.848387096774188,15.848387096774188,15.848387096774188,0,0.66725819577813505,0,null,null,null,null,24,86400,15.848387096774188,0,0,3.1538461538461537,0,0,15.848387096774188,15.848387096774188,15.848387096774188,15.848387096774188,15.848387096774188,15.848387096774188,15.848387096774188,15.848387096774188,15.848387096774188,2,0.66725819577813505,0,null,null,null,null,24,86400,15.848387096774188,0,0,3.1538461538461537,0,0,15.848387096774188,15.848387096774188,15.848387096774188,15.848387096774188,15.848387096774188,15.848387096774188,15.848387096774188,15.848387096774188,15.848387096774188,0,0.66725819577813505,0,null,null,null,null,24,86400,15.848387096774188,0,0,3.1538461538461537,0,0,15.848387096774188,15.848387096774188,15.848387096774188,15.848387096774188,15.848387096774188,15.848387096774188,15.848387096774188,15.848387096774188,15.848387096774188,2,0.66725819577813505,0,null,null,null,null,24,86400,15.848387096774188,0,0,3.1538461538461537,0,0,15.848387096774188,15.848387096774188,15.848387096774188,15.848387096774188,15.848387096774188,15.848387096774188,15.848387096774188,15.848387096774188,15.848387096774188,0,0.66725819577813505,0]
[null,null,null,"Valor Variable",null,null,null,null,null,null,null,null,null,null,null,null,null,null,null,null,null,null,null,null,null,null,null,"Valor Variable",null,null,null,null,null,null,null,null,null,null,null,null,null,null,null,null,null,null,null,null,null,null,null,"Valor Variable",null,null,null,null,null,null,null,null,null,null,null,null,null,null,null,null,null,null,null,null,null,null,null,"Valor Variable",null,null,null,null,null,null,null,null,null,null,null,null,null,null,null,null,null,null,null,null,null,null,null,"Valor Variable",null,null,null,null,null,null,null,null,null,null,null,null,null,null,null,null,null,null,null,null,null,null,null,"Valor Variable",null,null,null,null,null,null,null,null,null,null,null,null,null,null,null,null,null,null,null,null,null,null,null,"Valor Variable",null,null,null,null,null,null,null,null,null,null,null,null,null,null,null,null,null,null,null,null,null,null,null,"Valor Variable",null,null,null,null,null,null,null,null,null,null,null,null,null,null,null,null,null,null,null,null,null,null,null,"Valor Variable",null,null,null,null,null,null,null,null,null,null,null,null,null,null,null,null,null,null,null,null,null,null,null,"Valor Variable"]
[]
[]
[]
[]
[null,null,null,null,null,"Rad Ventanas: Sol Incidente*FS*FAV*FAR [W]",null,null,null,null,null,null,null,null,null,null,null,null,null,null,null,null,null,null,null,null,null,null,null,"Rad Ventanas: Sol Incidente*FS*FAV*FAR [W]",null,null,null,null,null,null,null,null,null,null,null,null,null,null,null,null,null,null,null,null,null,null,null,"Rad Ventanas: Sol Incidente*FS*FAV*FAR [W]",null,null,null,null,null,null,null,null,null,null,null,null,null,null,null,null,null,null,null,null,null,null,null,"Rad Ventanas: Sol Incidente*FS*FAV*FAR [W]",null,null,null,null,null,null,null,null,null,null,null,null,null,null,null,null,null,null,null,null,null,null,null,"Rad Ventanas: Sol Incidente*FS*FAV*FAR [W]",null,null,null,null,null,null,null,null,null,null,null,null,null,null,null,null,null,null,null,null,null,null,null,"Rad Ventanas: Sol Incidente*FS*FAV*FAR [W]",null,null,null,null,null,null,null,null,null,null,null,null,null,null,null,null,null,null,null,null,null,null,null,"Rad Ventanas: Sol Incidente*FS*FAV*FAR [W]",null,null,null,null,null,null,null,null,null,null,null,null,null,null,null,null,null,null,null,null,null,null,null,"Rad Ventanas: Sol Incidente*FS*FAV*FAR [W]",null,null,null,null,null,null,null,null,null,null,null,null,null,null,null,null,null,null,null,null,null,null,null,"Rad Ventanas: Sol Incidente*FS*FAV*FAR [W]",null,null,null,null,null,null,null,null,null,null,null,null,null,null,null,null,null,null,null,null,null,null,null,"Rad Ventanas: Sol Incidente*FS*FAV*FAR [W]"]
[null,"Mes","Tiempo [hrs]","Tiempo [s]","T° exterior","Difuso","Directo","Qgen Pers [W/m2]","Qgen Ilum [W/m2]","Qgen Equip [W/m2]","TsolH","TsolN","TsolNE","TsolE","TsolSE","TsolS","TsolSO","TsolO","TsolNO","Clima [0, 1 o 2]","N [RAH]","G total [W/m2]",null,null,null,"Mes","Tiempo [hrs]","Tiempo [s]","T° exterior","Difuso","Directo","Qgen Pers [W/m2]","Qgen Ilum [W/m2]","Qgen Equip [W/m2]","TsolH","TsolN","TsolNE","TsolE","TsolSE","TsolS","TsolSO","TsolO","TsolNO","Clima [0, 1 o 2]","N [RAH]","G total [W/m2]",null,null,null,"Mes","Tiempo [hrs]","Tiempo [s]","T° exterior","Difuso","Directo","Qgen Pers [W/m2]","Qgen Ilum [W/m2]","Qgen Equip [W/m2]","TsolH","TsolN","TsolNE","TsolE","TsolSE","TsolS","TsolSO","TsolO","TsolNO","Clima [0, 1 o 2]","N [RAH]","G total [W/m2]",null,null,null,"Mes","Tiempo [hrs]","Tiempo [s]","T° exterior","Difuso","Directo","Qgen Pers [W/m2]","Qgen Ilum [W/m2]","Qgen Equip [W/m2]","TsolH","TsolN","TsolNE","TsolE","TsolSE","TsolS","TsolSO","TsolO","TsolNO","Clima [0, 1 o 2]","N [RAH]","G total [W/m2]",null,null,null,"Mes","Tiempo [hrs]","Tiempo [s]","T° exterior","Difuso","Directo","Qgen Pers [W/m2]","Qgen Ilum [W/m2]","Qgen Equip [W/m2]","TsolH","TsolN","TsolNE","TsolE","TsolSE","TsolS","TsolSO","TsolO","TsolNO","Clima [0, 1 o 2]","N [RAH]","G total [W/m2]",null,null,null,"Mes","Tiempo [hrs]","Tiempo [s]","T° exterior","Difuso","Directo","Qgen Pers [W/m2]","Qgen Ilum [W/m2]","Qgen Equip [W/m2]","TsolH","TsolN","TsolNE","TsolE","TsolSE","TsolS","TsolSO","TsolO","TsolNO","Clima [0, 1 o 2]","N [RAH]","G total [W/m2]",null,null,null,"Mes","Tiempo [hrs]","Tiempo [s]","T° exterior","Difuso","Directo","Qgen Pers [W/m2]","Qgen Ilum [W/m2]","Qgen Equip [W/m2]","TsolH","TsolN","TsolNE","TsolE","TsolSE","TsolS","TsolSO","TsolO","TsolNO","Clima [0, 1 o 2]","N [RAH]","G total [W/m2]",null,null,null,"Mes","Tiempo [hrs]","Tiempo [s]","T° exterior","Difuso","Directo","Qgen Pers [W/m2]","Qgen Ilum [W/m2]","Qgen Equip [W/m2]","TsolH","TsolN","TsolNE","TsolE","TsolSE","TsolS","TsolSO","TsolO","TsolNO","Clima [0, 1 o 2]","N [RAH]","G total [W/m2]",null,null,null,"Mes","Tiempo [hrs]","Tiempo [s]","T° exterior","Difuso","Directo","Qgen Pers [W/m2]","Qgen Ilum [W/m2]","Qgen Equip [W/m2]","TsolH","TsolN","TsolNE","TsolE","TsolSE","TsolS","TsolSO","TsolO","TsolNO","Clima [0, 1 o 2]","N [RAH]","G total [W/m2]",null,null,null,"Mes","Tiempo [hrs]","Tiempo [s]","T° exterior","Difuso","Directo","Qgen Pers [W/m2]","Qgen Ilum [W/m2]","Qgen Equip [W/m2]","TsolH","TsolN","TsolNE","TsolE","TsolSE","TsolS","TsolSO","TsolO","TsolNO","Clima [0, 1 o 2]","N [RAH]","G total [W/m2]"]
[null,"Febrero",0,0,14.901254464285714,0,0,3.1538461538461537,0,0,11.195372111344536,14.901254464285714,14.901254464285714,14.901254464285714,14.901254464285714,14.901254464285714,14.901254464285714,14.901254464285714,14.901254464285714,2,0.66997606433476342,0,null,null,null,"Febrero",0,0,14.901254464285714,0,0,3.1538461538461537,0,0,11.195372111344536,14.901254464285714,14.901254464285714,14.901254464285714,14.901254464285714,14.901254464285714,14.901254464285714,14.901254464285714,14.901254464285714,0,0.66997606433476342,0,null,null,null,"Febrero",0,0,14.901254464285714,0,0,3.1538461538461537,0,0,11.195372111344536,14.901254464285714,14.901254464285714,14.901254464285714,14.901254464285714,14.901254464285714,14.901254464285714,14.901254464285714,14.901254464285714,2,0.66725819577813505,0,null,null,null,"Febrero",0,0,14.901254464285714,0,0,3.1538461538461537,0,0,11.195372111344536,14.901254464285714,14.901254464285714,14.901254464285714,14.901254464285714,14.901254464285714,14.901254464285714,14.901254464285714,14.901254464285714,0,0.66725819577813505,0,null,null,null,"Febrero",0,0,14.901254464285714,0,0,3.1538461538461537,0,0,11.195372111344536,14.901254464285714,14.901254464285714,14.901254464285714,14.901254464285714,14.901254464285714,14.901254464285714,14.901254464285714,14.901254464285714,2,0.66725819577813505,0,null,null,null,"Febrero",0,0,14.901254464285714,0,0,3.1538461538461537,0,0,11.195372111344536,14.901254464285714,14.901254464285714,14.901254464285714,14.901254464285714,14.901254464285714,14.901254464285714,14.901254464285714,14.901254464285714,0,0.66725819577813505,0,null,null,null,"Febrero",0,0,14.901254464285714,0,0,3.1538461538461537,0,0,11.195372111344536,14.901254464285714,14.901254464285714,14.901254464285714,14.901254464285714,14.901254464285714,14.901254464285714,14.901254464285714,14.901254464285714,2,0.66725819577813505,0,null,null,null,"Febrero",0,0,14.901254464285714,0,0,3.1538461538461537,0,0,11.195372111344536,14.901254464285714,14.901254464285714,14.901254464285714,14.901254464285714,14.901254464285714,14.901254464285714,14.901254464285714,14.901254464285714,0,0.66725819577813505,0,null,null,null,"Febrero",0,0,14.901254464285714,0,0,3.1538461538461537,0,0,11.195372111344536,14.901254464285714,14.901254464285714,14.901254464285714,14.901254464285714,14.901254464285714,14.901254464285714,14.901254464285714,14.901254464285714,2,0.66725819577813505,0,null,null,null,"Febrero",0,0,14.901254464285714,0,0,3.1538461538461537,0,0,11.195372111344536,14.901254464285714,14.901254464285714,14.901254464285714,14.901254464285714,14.901254464285714,14.901254464285714,14.901254464285714,14.901254464285714,0,0.66725819577813505,0]
[null,2,1,3600,14.007468749999999,0,0,3.1538461538461537,0,0,10.301586397058824,14.007468749999999,14.007468749999999,14.007468749999999,14.007468749999999,14.007468749999999,14.007468749999999,14.007468749999999,14.007468749999999,2,0.66997606433476342,0,null,null,null,2,1,3600,14.007468749999999,0,0,3.1538461538461537,0,0,10.301586397058824,14.007468749999999,14.007468749999999,14.007468749999999,14.007468749999999,14.007468749999999,14.007468749999999,14.007468749999999,14.007468749999999,0,0.66997606433476342,0,null,null,null,2,1,3600,14.007468749999999,0,0,3.1538461538461537,0,0,10.301586397058824,14.007468749999999,14.007468749999999,14.007468749999999,14.007468749999999,14.007468749999999,14.007468749999999,14.007468749999999,14.007468749999999,2,0.66725819577813505,0,null,null,null,2,1,3600,14.007468749999999,0,0,3.1538461538461537,0,0,10.301586397058824,14.007468749999999,14.007468749999999,14.007468749999999,14.007468749999999,14.007468749999999,14.007468749999999,14.007468749999999,14.007468749999999,0,0.66725819577813505,0,null,null,null,2,1,3600,14.007468749999999,0,0,3.1538461538461537,0,0,10.301586397058824,14.007468749999999,14.007468749999999,14.007468749999999,14.007468749999999,14.007468749999999,14.007468749999999,14.007468749999999,14.007468749999999,2,0.66725819577813505,0,null,null,null,2,1,3600,14.007468749999999,0,0,3.1538461538461537,0,0,10.301586397058824,14.007468749999999,14.007468749999999,14.007468749999999,14.007468749999999,14.007468749999999,14.007468749999999,14.007468749999999,14.007468749999999,0,0.66725819577813505,0,null,null,null,2,1,3600,14.007468749999999,0,0,3.1538461538461537,0,0,10.301586397058824,14.007468749999999,14.007468749999999,14.007468749999999,14.007468749999999,14.007468749999999,14.007468749999999,14.007468749999999,14.007468749999999,2,0.66725819577813505,0,null,null,null,2,1,3600,14.007468749999999,0,0,3.1538461538461537,0,0,10.301586397058824,14.007468749999999,14.007468749999999,14.007468749999999,14.007468749999999,14.007468749999999,14.007468749999999,14.007468749999999,14.007468749999999,0,0.66725819577813505,0,null,null,null,2,1,3600,14.007468749999999,0,0,3.1538461538461537,0,0,10.301586397058824,14.007468749999999,14.007468749999999,14.007468749999999,14.007468749999999,14.007468749999999,14.007468749999999,14.007468749999999,14.007468749999999,2,0.66725819577813505,0,null,null,null,2,1,3600,14.007468749999999,0,0,3.1538461538461537,0,0,10.301586397058824,14.007468749999999,14.007468749999999,14.007468749999999,14.007468749999999,14.007468749999999,14.007468749999999,14.007468749999999,14.007468749999999,0,0.66725819577813505,0]
[null,"Tmax Dia",2,7200,13.085968750000001,0,0,3.1538461538461537,0,0,9.3800863970588253,13.085968750000001,13.085968750000001,13.085968750000001,13.085968750000001,13.085968750000001,13.085968750000001,13.085968750000001,13.085968750000001,2,0.66997606433476342,0,null,null,null,"Tmax Dia",2,7200,13.085968750000001,0,0,3.1538461538461537,0,0,9.3800863970588253,13.085968750000001,13.085968750000001,13.085968750000001,13.085968750000001,13.085968750000001,13.085968750000001,13.085968750000001,13.085968750000001,0,0.66997606433476342,0,null,null,null,"Tmax Dia",2,7200,13.085968750000001,0,0,3.1538461538461537,0,0,9.3800863970588253,13.085968750000001,13.085968750000001,13.085968750000001,13.085968750000001,13.085968750000001,13.085968750000001,13.085968750000001,13.085968750000001,2,0.66725819577813505,0,null,null,null,"Tmax Dia",2,7200,13.085968750000001,0,0,3.1538461538461537,0,0,9.3800863970588253,13.085968750000001,13.085968750000001,13.085968750000001,13.085968750000001,13.085968750000001,13.085968750000001,13.085968750000001,13.085968750000001,0,0.66725819577813505,0,null,null,null,"Tmax Dia",2,7200,13.085968750000001,0,0,3.1538461538461537,0,0,9.3800863970588253,13.085968750000001,13.085968750000001,13.085968750000001,13.085968750000001,13.085968750000001,13.085968750000001,13.085968750000001,13.085968750000001,2,0.66725819577813505,0,null,null,null,"Tmax Dia",2,7200,13.085968750000001,0,0,3.1538461538461537,0,0,9.3800863970588253,13.085968750000001,13.085968750000001,13.085968750000001,13.085968750000001,13.085968750000001,13.085968750000001,13.085968750000001,13.085968750000001,0,0.66725819577813505,0,null,null,null,"Tmax Dia",2,7200,13.085968750000001,0,0,3.1538461538461537,0,0,9.3800863970588253,13.085968750000001,13.085968750000001,13.085968750000001,13.085968750000001,13.085968750000001,13.085968750000001,13.085968750000001,13.085968750000001,2,0.66725819577813505,0,null,null,null,"Tmax Dia",2,7200,13.085968750000001,0,0,3.1538461538461537,0,0,9.3800863970588253,13.085968750000001,13.085968750000001,13.085968750000001,13.085968750000001,13.085968750000001,13.085968750000001,13.085968750000001,13.085968750000001,0,0.66725819577813505,0,null,null,null,"Tmax Dia",2,7200,13.085968750000001,0,0,3.1538461538461537,0,0,9.3800863970588253,13.085968750000001,13.085968750000001,13.085968750000001,13.085968750000001,13.085968750000001,13.085968750000001,13.085968750000001,13.085968750000001,2,0.66725819577813505,0,null,null,null,"Tmax Dia",2,7200,13.085968750000001,0,0,3.1538461538461537,0,0,9.3800863970588253,13.085968750000001,13.085968750000001,13.085968750000001,13.085968750000001,13.085968750000001,13.085968750000001,13.085968750000001,13.085968750000001,0,0.66725819577813505,0]
[null,26.299680803571427,3,10800,12.424290178571429,0,0,3.1538461538461537,0,0,8.7184078256302513,12.424290178571429,12.424290178571429,12.424290178571429,12.424290178571429,12.424290178571429,12.424290178571429,12.424290178571429,12.424290178571429,2,0.66997606433476342,0,null,null,null,26.299680803571427,3,10800,12.424290178571429,0,0,3.1538461538461537,0,0,8.7184078256302513,12.424290178571429,12.424290178571429,12.424290178571429,12.424290178571429,12.424290178571429,12.424290178571429,12.424290178571429,12.424290178571429,0,0.66997606433476342,0,null,null,null,26.299680803571427,3,10800,12.424290178571429,0,0,3.1538461538461537,0,0,8.7184078256302513,12.424290178571429,12.424290178571429,12.424290178571429,12.424290178571429,12.424290178571429,12.424290178571429,12.424290178571429,12.424290178571429,2,0.66725819577813505,0,null,null,null,26.299680803571427,3,10800,12.424290178571429,0,0,3.1538461538461537,0,0,8.7184078256302513,12.424290178571429,12.424290178571429,12.424290178571429,12.424290178571429,12.424290178571429,12.424290178571429,12.424290178571429,12.424290178571429,0,0.66725819577813505,0,null,null,null,26.299680803571427,3,10800,12.424290178571429,0,0,3.1538461538461537,0,0,8.7184078256302513,12.424290178571429,12.424290178571429,12.424290178571429,12.424290178571429,12.424290178571429,12.424290178571429,12.424290178571429,12.424290178571429,2,0.66725819577813505,0,null,null,null,26.299680803571427,3,10800,12.424290178571429,0,0,3.1538461538461537,0,0,8.7184078256302513,12.424290178571429,12.424290178571429,12.424290178571429,12.424290178571429,12.424290178571429,12.424290178571429,12.424290178571429,12.424290178571429,0,0.66725819577813505,0,null,null,null,26.299680803571427,3,10800,12.424290178571429,0,0,3.1538461538461537,0,0,8.7184078256302513,12.424290178571429,12.424290178571429,12.424290178571429,12.424290178571429,12.424290178571429,12.424290178571429,12.424290178571429,12.424290178571429,2,0.66725819577813505,0,null,null,null,26.299680803571427,3,10800,12.424290178571429,0,0,3.1538461538461537,0,0,8.7184078256302513,12.424290178571429,12.424290178571429,12.424290178571429,12.424290178571429,12.424290178571429,12.424290178571429,12.424290178571429,12.424290178571429,0,0.66725819577813505,0,null,null,null,26.299680803571427,3,10800,12.424290178571429,0,0,3.1538461538461537,0,0,8.7184078256302513,12.424290178571429,12.424290178571429,12.424290178571429,12.424290178571429,12.424290178571429,12.424290178571429,12.424290178571429,12.424290178571429,2,0.66725819577813505,0,null,null,null,26.299680803571427,3,10800,12.424290178571429,0,0,3.1538461538461537,0,0,8.7184078256302513,12.424290178571429,12.424290178571429,12.424290178571429,12.424290178571429,12.424290178571429,12.424290178571429,12.424290178571429,12.424290178571429,0,0.66725819577813505,0]
[null,"Tmin Dia",4,14400,11.887325892857145,0,0,3.1538461538461537,0,0,8.1814435399159677,11.887325892857145,11.887325892857145,11.887325892857145,11.887325892857145,11.887325892857145,11.887325892857145,11.887325892857145,11.887325892857145,2,0.66997606433476342,0,null,null,null,"Tmin Dia",4,14400,11.887325892857145,0,0,3.1538461538461537,0,0,8.1814435399159677,11.887325892857145,11.887325892857145,11.887325892857145,11.887325892857145,11.887325892857145,11.887325892857145,11.887325892857145,11.887325892857145,0,0.66997606433476342,0,null,null,null,"Tmin Dia",4,14400,11.887325892857145,0,0,3.1538461538461537,0,0,8.1814435399159677,11.887325892857145,11.887325892857145,11.887325892857145,11.887325892857145,11.887325892857145,11.887325892857145,11.887325892857145,11.887325892857145,2,0.66725819577813505,0,null,null,null,"Tmin Dia",4,14400,11.887325892857145,0,0,3.1538461538461537,0,0,8.1814435399159677,11.887325892857145,11.887325892857145,11.887325892857145,11.887325892857145,11.887325892857145,11.887325892857145,11.887325892857145,11.887325892857145,0,0.66725819577813505,0,null,null,null,"Tmin Dia",4,14400,11.887325892857145,0,0,3.1538461538461537,0,0,8.1814435399159677,11.887325892857145,11.887325892857145,11.887325892857145,11.887325892857145,11.887325892857145,11.887325892857145,11.887325892857145,11.887325892857145,2,0.66725819577813505,0,null,null,null,"Tmin Dia",4,14400,11.887325892857145,0,0,3.1538461538461537,0,0,8.1814435399159677,11.887325892857145,11.887325892857145,11.887325892857145,11.887325892857145,11.887325892857145,11.887325892857145,11.887325892857145,11.887325892857145,0,0.66725819577813505,0,null,null,null,"Tmin Dia",4,14400,11.887325892857145,0,0,3.1538461538461537,0,0,8.1814435399159677,11.887325892857145,11.887325892857145,11.887325892857145,11.887325892857145,11.887325892857145,11.887325892857145,11.887325892857145,11.887325892857145,2,0.66725819577813505,0,null,null,null,"Tmin Dia",4,14400,11.887325892857145,0,0,3.1538461538461537,0,0,8.1814435399159677,11.887325892857145,11.887325892857145,11.887325892857145,11.887325892857145,11.887325892857145,11.887325892857145,11.887325892857145,11.887325892857145,0,0.66725819577813505,0,null,null,null,"Tmin Dia",4,14400,11.887325892857145,0,0,3.1538461538461537,0,0,8.1814435399159677,11.887325892857145,11.887325892857145,11.887325892857145,11.887325892857145,11.887325892857145,11.887325892857145,11.887325892857145,11.887325892857145,2,0.66725819577813505,0,null,null,null,"Tmin Dia",4,14400,11.887325892857145,0,0,3.1538461538461537,0,0,8.1814435399159677,11.887325892857145,11.887325892857145,11.887325892857145,11.887325892857145,11.887325892857145,11.887325892857145,11.887325892857145,11.887325892857145,0,0.66725819577813505,0]
[null,21.299680803571427,5,18000,11.651754464285714,43.687657682849419,0,3.1538461538461537,0,0,8.2844995623249282,11.895995107508613,11.95513470152874,11.965044647431869,11.886119302249543,11.798392593835377,11.886119302249543,11.965044647431869,11.95513470152874,2,0.66997606433476342,12.46031746031746,null,null,null,21.299680803571427,5,18000,11.651754464285714,43.687657682849419,0,3.1538461538461537,0,0,8.2844995623249282,11.895995107508613,11.95513470152874,11.965044647431869,11.886119302249543,11.798392593835377,11.886119302249543,11.965044647431869,11.95513470152874,0,0.66997606433476342,12.46031746031746,null,null,null,21.299680803571427,5,18000,11.651754464285714,43.687657682849419,0,3.1538461538461537,0,0,8.4589440067693751,11.895995107508613,11.95513470152874,11.965044647431869,11.886119302249543,11.798392593835377,11.886119302249543,11.965044647431869,11.95513470152874,2,0.66725819577813505,12.46031746031746,null,null,null,21.299680803571427,5,18000,11.651754464285714,43.687657682849419,0,3.1538461538461537,0,0,8.4589440067693751,11.895995107508613,11.95513470152874,11.965044647431869,11.886119302249543,11.798392593835377,11.886119302249543,11.965044647431869,11.95513470152874,0,0.66725819577813505,12.46031746031746,null,null,null,21.299680803571427,5,18000,11.651754464285714,43.687657682849419,0,3.1538461538461537,0,0,8.4589440067693751,11.895995107508613,11.95513470152874,11.965044647431869,11.886119302249543,11.798392593835377,11.886119302249543,11.965044647431869,11.95513470152874,2,0.66725819577813505,12.46031746031746,null,null,null,21.299680803571427,5,18000,11.651754464285714,43.687657682849419,0,3.1538461538461537,0,0,8.4589440067693751,11.895995107508613,11.95513470152874,11.965044647431869,11.886119302249543,11.798392593835377,11.886119302249543,11.965044647431869,11.95513470152874,0,0.66725819577813505,12.46031746031746,null,null,null,21.299680803571427,5,18000,11.651754464285714,43.687657682849419,0,3.1538461538461537,0,0,8.4589440067693751,11.895995107508613,11.95513470152874,11.965044647431869,11.886119302249543,11.798392593835377,11.886119302249543,11.965044647431869,11.95513470152874,2,0.66725819577813505,12.46031746031746,null,null,null,21.299680803571427,5,18000,11.651754464285714,43.687657682849419,0,3.1538461538461537,0,0,8.4589440067693751,11.895995107508613,11.95513470152874,11.965044647431869,11.886119302249543,11.798392593835377,11.886119302249543,11.965044647431869,11.95513470152874,0,0.66725819577813505,12.46031746031746,null,null,null,21.299680803571427,5,18000,11.651754464285714,43.687657682849419,0,3.1538461538461537,0,0,8.4589440067693751,11.895995107508613,11.95513470152874,11.965044647431869,11.886119302249543,11.798392593835377,11.886119302249543,11.965044647431869,11.95513470152874,2,0.66725819577813505,12.46031746031746,null,null,null,21.299680803571427,5,18000,11.651754464285714,43.687657682849419,0,3.1538461538461537,0,0,8.4589440067693751,11.895995107508613,11.95513470152874,11.965044647431869,11.886119302249543,11.798392593835377,11.886119302249543,11.965044647431869,11.95513470152874,0,0.66725819577813505,12.46031746031746]
[null,"Tmax Noche",6,21600,12.379254464285712,330.35352232723926,0,2.523076923076923,0,0,12.705357405462181,15.287390466991482,15.991556572541649,16.109552783514005,15.169800763448979,14.12525225681375,15.169800763448979,16.109552783514005,15.991556572541649,2,0.66997606433476342,148.36309523809521,null,null,null,"Tmax Noche",6,21600,12.379254464285712,330.35352232723926,0,2.523076923076923,0,0,12.705357405462181,15.287390466991482,15.991556572541649,16.109552783514005,15.169800763448979,14.12525225681375,15.169800763448979,16.109552783514005,15.991556572541649,0,0.66997606433476342,148.36309523809521,null,null,null,"Tmax Noche",6,21600,12.379254464285712,330.35352232723926,0,2.523076923076923,0,0,14.782440738795511,15.287390466991482,15.991556572541649,16.109552783514005,15.169800763448979,14.12525225681375,15.169800763448979,16.109552783514005,15.991556572541649,2,0.66725819577813505,148.36309523809521,null,null,null,"Tmax Noche",6,21600,12.379254464285712,330.35352232723926,0,2.523076923076923,0,0,14.782440738795511,15.287390466991482,15.991556572541649,16.109552783514005,15.169800763448979,14.12525225681375,15.169800763448979,16.109552783514005,15.991556572541649,0,0.66725819577813505,148.36309523809521,null,null,null,"Tmax Noche",6,21600,12.379254464285712,330.35352232723926,93.03419940122123,2.523076923076923,0,0,14.782440738795511,15.287390466991482,15.991556572541649,16.109552783514005,15.169800763448979,14.12525225681375,15.169800763448979,16.109552783514005,15.991556572541649,2,0.66725819577813505,148.36309523809521,null,null,null,"Tmax Noche",6,21600,12.379254464285712,330.35352232723926,93.03419940122123,2.523076923076923,0,0,14.782440738795511,15.287390466991482,15.991556572541649,16.109552783514005,15.169800763448979,14.12525225681375,15.169800763448979,16.109552783514005,15.991556572541649,0,0.66725819577813505,148.36309523809521,null,null,null,"Tmax Noche",6,21600,12.379254464285712,330.35352232723926,0,2.523076923076923,0,0,14.782440738795511,15.287390466991482,15.991556572541649,16.109552783514005,15.169800763448979,14.12525225681375,15.169800763448979,16.109552783514005,15.991556572541649,2,0.66725819577813505,148.36309523809521,null,null,null,"Tmax Noche",6,21600,12.379254464285712,330.35352232723926,0,2.523076923076923,0,0,14.782440738795511,15.287390466991482,15.991556572541649,16.109552783514005,15.169800763448979,14.12525225681375,15.169800763448979,16.109552783514005,15.991556572541649,0,0.66725819577813505,148.36309523809521,null,null,null,"Tmax Noche",6,21600,12.379254464285712,330.35352232723926,0,2.523076923076923,0,0,14.782440738795511,15.287390466991482,15.991556572541649,16.109552783514005,15.169800763448979,14.12525225681375,15.169800763448979,16.109552783514005,15.991556572541649,2,0.66725819577813505,148.36309523809521,null,null,null,"Tmax Noche",6,21600,12.379254464285712,330.35352232723926,0,2.523076923076923,0,0,14.782440738795511,15.287390466991482,15.991556572541649,16.109552783514005,15.169800763448979,14.12525225681375,15.169800763448979,16.109552783514005,15.991556572541649,0,0.66725819577813505,148.36309523809521]
[null,26.299680803571427,7,25200,14.29500446428572,503.78361932515037,0,3.0276923076923077,0,0,19.193386817226894,20.500972527833156,22.003664409647136,22.255468560564669,20.250035864586387,18.020967256043647,20.250035864586387,22.255468560564669,22.003664409647136,1,0.66997606433476342,316.60714285714283,null,null,null,26.299680803571427,7,25200,14.29500446428572,503.78361932515037,0,3.0276923076923077,0,0,19.193386817226894,20.500972527833156,22.003664409647136,22.255468560564669,20.250035864586387,18.020967256043647,20.250035864586387,22.255468560564669,22.003664409647136,0,0.66997606433476342,316.60714285714283,null,null,null,26.299680803571427,7,25200,14.29500446428572,503.78361932515037,0,3.0276923076923077,0,0,23.625886817226895,20.500972527833156,22.003664409647136,22.255468560564669,20.250035864586387,18.020967256043647,20.250035864586387,22.255468560564669,22.003664409647136,1,0.66725819577813505,316.60714285714283,null,null,null,26.299680803571427,7,25200,14.29500446428572,503.78361932515037,0,3.0276923076923077,0,0,23.625886817226895,20.500972527833156,22.003664409647136,22.255468560564669,20.250035864586387,18.020967256043647,20.250035864586387,22.255468560564669,22.003664409647136,0,0.66725819577813505,316.60714285714283,null,null,null,26.299680803571427,7,25200,14.29500446428572,503.78361932515037,284.31026140766556,3.0276923076923077,0,0,23.625886817226895,20.500972527833156,22.003664409647136,22.255468560564669,20.250035864586387,18.020967256043647,20.250035864586387,22.255468560564669,22.003664409647136,1,0.66725819577813505,316.60714285714283,null,null,null,26.299680803571427,7,25200,14.29500446428572,503.78361932515037,284.31026140766556,3.0276923076923077,0,0,23.625886817226895,20.500972527833156,22.003664409647136,22.255468560564669,20.250035864586387,18.020967256043647,20.250035864586387,22.255468560564669,22.003664409647136,0,0.66725819577813505,316.60714285714283,null,null,null,26.299680803571427,7,25200,14.29500446428572,503.78361932515037,0,3.0276923076923077,0,0,23.625886817226895,20.500972527833156,22.003664409647136,22.255468560564669,20.250035864586387,18.020967256043647,20.250035864586387,22.255468560564669,22.003664409647136,1,0.66725819577813505,316.60714285714283,null,null,null,26.299680803571427,7,25200,14.29500446428572,503.78361932515037,0,3.0276923076923077,0,0,23.625886817226895,20.500972527833156,22.003664409647136,22.255468560564669,20.250035864586387,18.020967256043647,20.250035864586387,22.255468560564669,22.003664409647136,0,0.66725819577813505,316.60714285714283,null,null,null,26.299680803571427,7,25200,14.29500446428572,503.78361932515037,0,3.0276923076923077,0,0,23.625886817226895,20.500972527833156,22.003664409647136,22.255468560564669,20.250035864586387,18.020967256043647,20.250035864586387,22.255468560564669,22.003664409647136,1,0.66725819577813505,316.60714285714283,null,null,null,26.299680803571427,7,25200,14.29500446428572,503.78361932515037,0,3.0276923076923077,0,0,23.625886817226895,20.500972527833156,22.003664409647136,22.255468560564669,20.250035864586387,18.020967256043647,20.250035864586387,22.255468560564669,22.003664409647136,0,0.66725819577813505,316.60714285714283]
[null,"Tmin Noche",8,28800,16.616075892857143,709.60347428608065,557.47562548070266,1.5138461538461538,0,0,25.550218049719884,25.732902386662197,27.94041957332275,28.310330396393084,25.364265939241058,22.089670978587137,25.364265939241058,28.310330396393084,27.940419573322746,1,0.66997606433476342,465.10912698412687,null,null,null,"Tmin Noche",8,28800,16.616075892857143,709.60347428608065,557.47562548070266,1.5138461538461538,0,0,25.550218049719884,25.732902386662197,27.94041957332275,28.310330396393084,25.364265939241058,22.089670978587137,25.364265939241058,28.310330396393084,27.940419573322746,0,0.66997606433476342,465.10912698412687,null,null,null,"Tmin Noche",8,28800,16.616075892857143,709.60347428608065,557.47562548070266,1.5138461538461538,0,0,32.06174582749766,25.732902386662197,27.94041957332275,28.310330396393084,25.364265939241058,22.089670978587137,25.364265939241058,28.310330396393084,27.940419573322746,1,0.66725819577813505,465.10912698412687,null,null,null,"Tmin Noche",8,28800,16.616075892857143,709.60347428608065,557.47562548070266,1.5138461538461538,0,0,32.06174582749766,25.732902386662197,27.94041957332275,28.310330396393084,25.364265939241058,22.089670978587137,25.364265939241058,28.310330396393084,27.940419573322746,0,0.66725819577813505,465.10912698412687,null,null,null,"Tmin Noche",8,28800,16.616075892857143,709.60347428608065,430.65654447988402,1.5138461538461538,0,0,32.06174582749766,25.732902386662197,27.94041957332275,28.310330396393084,25.364265939241058,22.089670978587137,25.364265939241058,28.310330396393084,27.940419573322746,1,0.66725819577813505,465.10912698412687,null,null,null,"Tmin Noche",8,28800,16.616075892857143,709.60347428608065,430.65654447988402,1.5138461538461538,0,0,32.06174582749766,25.732902386662197,27.94041957332275,28.310330396393084,25.364265939241058,22.089670978587137,25.364265939241058,28.310330396393084,27.940419573322746,0,0.66725819577813505,465.10912698412687,null,null,null,"Tmin Noche",8,28800,16.616075892857143,709.60347428608065,0,1.5138461538461538,0,0,32.06174582749766,25.732902386662197,27.94041957332275,28.310330396393084,25.364265939241058,22.089670978587137,25.364265939241058,28.310330396393084,27.940419573322746,1,0.66725819577813505,465.10912698412687,null,null,null,"Tmin Noche",8,28800,16.616075892857143,709.60347428608065,0,1.5138461538461538,0,0,32.06174582749766,25.732902386662197,27.94041957332275,28.310330396393084,25.364265939241058,22.089670978587137,25.364265939241058,28.310330396393084,27.940419573322746,0,0.66725819577813505,465.10912698412687,null,null,null,"Tmin Noche",8,28800,16.616075892857143,709.60347428608065,557.47562548070255,1.5138461538461538,0,0,32.06174582749766,25.732902386662197,27.94041957332275,28.310330396393084,25.364265939241058,22.089670978587137,25.364265939241058,28.310330396393084,27.940419573322746,1,0.66725819577813505,465.10912698412687,null,null,null,"Tmin Noche",8,28800,16.616075892857143,709.60347428608065,557.47562548070255,1.5138461538461538,0,0,32.06174582749766,25.732902386662197,27.94041957332275,28.310330396393084,25.364265939241058,22.089670978587137,25.364265939241058,28.310330396393084,27.940419573322746,0,0.66725819577813505,465.10912698412687]
[null,19.299680803571427,9,32400,19.370183035714287,807.0295186233169,771.12940394403847,0.94615384615384612,0,0,31.865844800420174,31.055814383798399,33.885333192278921,34.359472029187089,30.583308997306951,26.386046983984929,30.583308997306951,34.359472029187089,33.885333192278921,1,0.66997606433476342,596.16071428571433,null,null,null,19.299680803571427,9,32400,19.370183035714287,807.0295186233169,771.12940394403847,0.94615384615384612,0,0,31.865844800420174,31.055814383798399,33.885333192278921,34.359472029187089,30.583308997306951,26.386046983984929,30.583308997306951,34.359472029187089,33.885333192278921,0,0.66997606433476342,596.16071428571433,null,null,null,19.299680803571427,9,32400,19.370183035714287,807.0295186233169,771.12940394403847,0.94615384615384612,0,0,40.212094800420175,31.055814383798399,33.885333192278921,34.359472029187089,30.583308997306951,26.386046983984929,30.583308997306951,34.359472029187089,33.885333192278921,1,0.66725819577813505,596.16071428571433,null,null,null,19.299680803571427,9,32400,19.370183035714287,807.0295186233169,771.12940394403847,0.94615384615384612,0,0,40.212094800420175,31.055814383798399,33.885333192278921,34.359472029187089,30.583308997306951,26.386046983984929,30.583308997306951,34.359472029187089,33.885333192278921,0,0.66725819577813505,596.16071428571433,null,null,null,19.299680803571427,9,32400,19.370183035714287,807.0295186233169,595.70662692743656,0.94615384615384612,0,0,40.212094800420175,31.055814383798399,33.885333192278921,34.359472029187089,30.583308997306951,26.386046983984929,30.583308997306951,34.359472029187089,33.885333192278921,1,0.66725819577813505,596.16071428571433,null,null,null,19.299680803571427,9,32400,19.370183035714287,807.0295186233169,595.70662692743656,0.94615384615384612,0,0,40.212094800420175,31.055814383798399,33.885333192278921,34.359472029187089,30.583308997306951,26.386046983984929,30.583308997306951,34.359472029187089,33.885333192278921,0,0.66725819577813505,596.16071428571433,null,null,null,19.299680803571427,9,32400,19.370183035714287,807.0295186233169,0,0.94615384615384612,0,0,40.212094800420175,31.055814383798399,33.885333192278921,34.359472029187089,30.583308997306951,26.386046983984929,30.583308997306951,34.359472029187089,33.885333192278921,1,0.66725819577813505,596.16071428571433,null,null,null,19.299680803571427,9,32400,19.370183035714287,807.0295186233169,0,0.94615384615384612,0,0,40.212094800420175,31.055814383798399,33.885333192278921,34.359472029187089,30.583308997306951,26.386046983984929,30.583308997306951,34.359472029187089,33.885333192278921,0,0.66725819577813505,596.16071428571433,null,null,null,19.299680803571427,9,32400,19.370183035714287,807.0295186233169,771.12940394403836,0.94615384615384612,0,0,40.212094800420175,31.055814383798399,33.885333192278921,34.359472029187089,30.583308997306951,26.386046983984929,30.583308997306951,34.359472029187089,33.885333192278921,1,0.66725819577813505,596.16071428571433,null,null,null,19.299680803571427,9,32400,19.370183035714287,807.0295186233169,771.12940394403836,0.94615384615384612,0,0,40.212094800420175,31.055814383798399,33.885333192278921,34.359472029187089,30.583308997306951,26.386046983984929,30.583308997306951,34.359472029187089,33.885333192278921,0,0.66725819577813505,596.16071428571433]
[null,"Tsuelo",10,36000,22.096575892857139,847.6726124206275,941.15764776757078,0.94615384615384612,0,0,37.155399422268907,35.630930007756611,38.908092224158601,39.45724209267587,35.083672009324104,30.22238307172384,35.083672009324104,39.45724209267587,38.908092224158594,1,3.669976064334763,690.4761904761906,null,null,null,"Tsuelo",10,36000,22.096575892857139,847.6726124206275,941.15764776757078,0.94615384615384612,0,0,37.155399422268907,35.630930007756611,38.908092224158601,39.45724209267587,35.083672009324104,30.22238307172384,35.083672009324104,39.45724209267587,38.908092224158594,0,3.669976064334763,690.4761904761906,null,null,null,"Tsuelo",10,36000,22.096575892857139,847.6726124206275,941.15764776757078,0.94615384615384612,0,0,46.822066088935578,35.630930007756611,38.908092224158601,39.45724209267587,35.083672009324104,30.22238307172384,35.083672009324104,39.45724209267587,38.908092224158594,1,3.6672581957781349,690.4761904761906,null,null,null,"Tsuelo",10,36000,22.096575892857139,847.6726124206275,941.15764776757078,0.94615384615384612,0,0,46.822066088935578,35.630930007756611,38.908092224158601,39.45724209267587,35.083672009324104,30.22238307172384,35.083672009324104,39.45724209267587,38.908092224158594,0,3.6672581957781349,690.4761904761906,null,null,null,"Tsuelo",10,36000,22.096575892857139,847.6726124206275,727.0554655172599,0.94615384615384612,0,0,46.822066088935578,35.630930007756611,38.908092224158601,39.45724209267587,35.083672009324104,30.22238307172384,35.083672009324104,39.45724209267587,38.908092224158594,1,3.6672581957781349,690.4761904761906,null,null,null,"Tsuelo",10,36000,22.096575892857139,847.6726124206275,727.0554655172599,0.94615384615384612,0,0,46.822066088935578,35.630930007756611,38.908092224158601,39.45724209267587,35.083672009324104,30.22238307172384,35.083672009324104,39.45724209267587,38.908092224158594,0,3.6672581957781349,690.4761904761906,null,null,null,"Tsuelo",10,36000,22.096575892857139,847.6726124206275,0,0.94615384615384612,0,0,46.822066088935578,35.630930007756611,38.908092224158601,39.45724209267587,35.083672009324104,30.22238307172384,35.083672009324104,39.45724209267587,38.908092224158594,1,3.6672581957781349,690.4761904761906,null,null,null,"Tsuelo",10,36000,22.096575892857139,847.6726124206275,0,0.94615384615384612,0,0,46.822066088935578,35.630930007756611,38.908092224158601,39.45724209267587,35.083672009324104,30.22238307172384,35.083672009324104,39.45724209267587,38.908092224158594,0,3.6672581957781349,690.4761904761906,null,null,null,"Tsuelo",10,36000,22.096575892857139,847.6726124206275,941.15764776757067,0.94615384615384612,0,0,46.822066088935578,35.630930007756611,38.908092224158601,39.45724209267587,35.083672009324104,30.22238307172384,35.083672009324104,39.45724209267587,38.908092224158594,1,3.6672581957781349,690.4761904761906,null,null,null,"Tsuelo",10,36000,22.096575892857139,847.6726124206275,941.15764776757067,0.94615384615384612,0,0,46.822066088935578,35.630930007756611,38.908092224158601,39.45724209267587,35.083672009324104,30.22238307172384,35.083672009324104,39.45724209267587,38.908092224158594,0,3.6672581957781349,690.4761904761906]
[null,19.214434523809526,11,39600,24.715575892857146,965.2734776861314,1012.0314281731166,0.94615384615384612,0,0,41.582659226190472,39.554167264202455,43.147133029245367,43.749201693281961,38.954172780202612,33.62442601351492,38.954172780202612,43.749201693281961,43.14713302924536,1,3.669976064334763,757.01388888888869,null,null,null,19.214434523809526,11,39600,24.715575892857146,965.2734776861314,1012.0314281731166,0.94615384615384612,0,0,41.582659226190472,39.554167264202455,43.147133029245367,43.749201693281961,38.954172780202612,33.62442601351492,38.954172780202612,43.749201693281961,43.14713302924536,0,3.669976064334763,757.01388888888869,null,null,null,19.214434523809526,11,39600,24.715575892857146,965.2734776861314,1012.0314281731166,0.94615384615384612,0,0,52.180853670634917,39.554167264202455,43.147133029245367,43.749201693281961,38.954172780202612,33.62442601351492,38.954172780202612,43.749201693281961,43.14713302924536,1,3.6672581957781349,757.01388888888869,null,null,null,19.214434523809526,11,39600,24.715575892857146,965.2734776861314,1012.0314281731166,0.94615384615384612,0,0,52.180853670634917,39.554167264202455,43.147133029245367,43.749201693281961,38.954172780202612,33.62442601351492,38.954172780202612,43.749201693281961,43.14713302924536,0,3.6672581957781349,757.01388888888869,null,null,null,19.214434523809526,11,39600,24.715575892857146,965.2734776861314,781.80630298635936,0.94615384615384612,0,0,52.180853670634917,39.554167264202455,43.147133029245367,43.749201693281961,38.954172780202612,33.62442601351492,38.954172780202612,43.749201693281961,43.14713302924536,1,3.6672581957781349,757.01388888888869,null,null,null,19.214434523809526,11,39600,24.715575892857146,965.2734776861314,781.80630298635936,0.94615384615384612,0,0,52.180853670634917,39.554167264202455,43.147133029245367,43.749201693281961,38.954172780202612,33.62442601351492,38.954172780202612,43.749201693281961,43.14713302924536,0,3.6672581957781349,757.01388888888869,null,null,null,19.214434523809526,11,39600,24.715575892857146,965.2734776861314,0,0.94615384615384612,0,0,52.180853670634917,39.554167264202455,43.147133029245367,43.749201693281961,38.954172780202612,33.62442601351492,38.954172780202612,43.749201693281961,43.14713302924536,1,3.6672581957781349,757.01388888888869,null,null,null,19.214434523809526,11,39600,24.715575892857146,965.2734776861314,0,0.94615384615384612,0,0,52.180853670634917,39.554167264202455,43.147133029245367,43.749201693281961,38.954172780202612,33.62442601351492,38.954172780202612,43.749201693281961,43.14713302924536,0,3.6672581957781349,757.01388888888869,null,null,null,19.214434523809526,11,39600,24.715575892857146,965.2734776861314,1012.0314281731164,0.94615384615384612,0,0,52.180853670634917,39.554167264202455,43.147133029245367,43.749201693281961,38.954172780202612,33.62442601351492,38.954172780202612,43.749201693281961,43.14713302924536,1,3.6672581957781349,757.01388888888869,null,null,null,19.214434523809526,11,39600,24.715575892857146,965.2734776861314,1012.0314281731164,0.94615384615384612,0,0,52.180853670634917,39.554167264202455,43.147133029245367,43.749201693281961,38.954172780202612,33.62442601351492,38.954172780202612,43.749201693281961,43.14713302924536,0,3.6672581957781349,757.01388888888869]
[null,"Infil RAH",12,43200,26.329933035714287,970.33552366449715,1004.0351004781186,0.94615384615384612,0,0,43.127727153361349,41.118548415572121,44.699413164959637,45.299454077326565,40.520574697457285,35.208778379863894,40.520574697457285,45.299454077326565,44.69941316495963,1,0.66997606433476342,754.46428571428589,null,null,null,"Infil RAH",12,43200,26.329933035714287,970.33552366449715,1004.0351004781186,0.94615384615384612,0,0,43.127727153361349,41.118548415572121,44.699413164959637,45.299454077326565,40.520574697457285,35.208778379863894,40.520574697457285,45.299454077326565,44.69941316495963,0,0.66997606433476342,754.46428571428589,null,null,null,"Infil RAH",12,43200,26.329933035714287,970.33552366449715,1004.0351004781186,0.94615384615384612,0,0,53.690227153361356,41.118548415572121,44.699413164959637,45.299454077326565,40.520574697457285,35.208778379863894,40.520574697457285,45.299454077326565,44.69941316495963,1,0.66725819577813505,754.46428571428589,null,null,null,"Infil RAH",12,43200,26.329933035714287,970.33552366449715,1004.0351004781186,0.94615384615384612,0,0,53.690227153361356,41.118548415572121,44.699413164959637,45.299454077326565,40.520574697457285,35.208778379863894,40.520574697457285,45.299454077326565,44.69941316495963,0,0.66725819577813505,754.46428571428589,null,null,null,"Infil RAH",12,43200,26.329933035714287,970.33552366449715,0,0.94615384615384612,0,0,53.690227153361356,41.118548415572121,44.699413164959637,45.299454077326565,40.520574697457285,35.208778379863894,40.520574697457285,45.299454077326565,44.69941316495963,1,0.66725819577813505,754.46428571428589,null,null,null,"Infil RAH",12,43200,26.329933035714287,970.33552366449715,0,0.94615384615384612,0,0,53.690227153361356,41.118548415572121,44.699413164959637,45.299454077326565,40.520574697457285,35.208778379863894,40.520574697457285,45.299454077326565,44.69941316495963,0,0.66725819577813505,754.46428571428589,null,null,null,"Infil RAH",12,43200,26.329933035714287,970.33552366449715,0,0.94615384615384612,0,0,53.690227153361356,41.118548415572121,44.699413164959637,45.299454077326565,40.520574697457285,35.208778379863894,40.520574697457285,45.299454077326565,44.69941316495963,1,0.66725819577813505,754.46428571428589,null,null,null,"Infil RAH",12,43200,26.329933035714287,970.33552366449715,0,0.94615384615384612,0,0,53.690227153361356,41.118548415572121,44.699413164959637,45.299454077326565,40.520574697457285,35.208778379863894,40.520574697457285,45.299454077326565,44.69941316495963,0,0.66725819577813505,754.46428571428589,null,null,null,"Infil RAH",12,43200,26.329933035714287,970.33552366449715,1004.0351004781184,0.94615384615384612,0,0,53.690227153361356,41.118548415572121,44.699413164959637,45.299454077326565,40.520574697457285,35.208778379863894,40.520574697457285,45.299454077326565,44.69941316495963,1,0.66725819577813505,754.46428571428589,null,null,null,"Infil RAH",12,43200,26.329933035714287,970.33552366449715,1004.0351004781184,0.94615384615384612,0,0,53.690227153361356,41.118548415572121,44.699413164959637,45.299454077326565,40.520574697457285,35.208778379863894,40.520574697457285,45.299454077326565,44.69941316495963,0,0.66725819577813505,754.46428571428589]
[null,0.13223547412677508,13,46800,27.320718749999997,922.42949433300976,944.63959299172211,0.94615384615384612,0,0,42.975375612745097,41.284827499869699,44.666049033775252,45.232635988634811,40.7201924874065,35.704543656816348,40.7201924874065,45.232635988634811,44.666049033775252,1,0.66997606433476342,712.40079365079384,null,null,null,0.13223547412677508,13,46800,27.320718749999997,922.42949433300976,944.63959299172211,0.94615384615384612,0,0,42.975375612745097,41.284827499869699,44.666049033775252,45.232635988634811,40.7201924874065,35.704543656816348,40.7201924874065,45.232635988634811,44.666049033775252,0,0.66997606433476342,712.40079365079384,null,null,null,0.13495334268340339,13,46800,27.320718749999997,922.42949433300976,944.63959299172211,0.94615384615384612,0,0,52.948986723856216,41.284827499869699,44.666049033775252,45.232635988634811,40.7201924874065,35.704543656816348,40.7201924874065,45.232635988634811,44.666049033775252,1,0.66725819577813505,712.40079365079384,null,null,null,0.13495334268340339,13,46800,27.320718749999997,922.42949433300976,944.63959299172211,0.94615384615384612,0,0,52.948986723856216,41.284827499869699,44.666049033775252,45.232635988634811,40.7201924874065,35.704543656816348,40.7201924874065,45.232635988634811,44.666049033775252,0,0.66725819577813505,712.40079365079384,null,null,null,0.13495334268340339,13,46800,27.320718749999997,922.42949433300976,0,0.94615384615384612,0,0,52.948986723856216,41.284827499869699,44.666049033775252,45.232635988634811,40.7201924874065,35.704543656816348,40.7201924874065,45.232635988634811,44.666049033775252,1,0.66725819577813505,712.40079365079384,null,null,null,0.13495334268340339,13,46800,27.320718749999997,922.42949433300976,0,0.94615384615384612,0,0,52.948986723856216,41.284827499869699,44.666049033775252,45.232635988634811,40.7201924874065,35.704543656816348,40.7201924874065,45.232635988634811,44.666049033775252,0,0.66725819577813505,712.40079365079384,null,null,null,0.13495334268340339,13,46800,27.320718749999997,922.42949433300976,729.74530957458205,0.94615384615384612,0,0,52.948986723856216,41.284827499869699,44.666049033775252,45.232635988634811,40.7201924874065,35.704543656816348,40.7201924874065,45.232635988634811,44.666049033775252,1,0.66725819577813505,712.40079365079384,null,null,null,0.13495334268340339,13,46800,27.320718749999997,922.42949433300976,729.74530957458205,0.94615384615384612,0,0,52.948986723856216,41.284827499869699,44.666049033775252,45.232635988634811,40.7201924874065,35.704543656816348,40.7201924874065,45.232635988634811,44.666049033775252,0,0.66725819577813505,712.40079365079384,null,null,null,0.13495334268340339,13,46800,27.320718749999997,922.42949433300976,944.639592991722,0.94615384615384612,0,0,52.948986723856216,41.284827499869699,44.666049033775252,45.232635988634811,40.7201924874065,35.704543656816348,40.7201924874065,45.232635988634811,44.666049033775252,1,0.66725819577813505,712.40079365079384,null,null,null,0.13495334268340339,13,46800,27.320718749999997,922.42949433300976,944.639592991722,0.94615384615384612,0,0,52.948986723856216,41.284827499869699,44.666049033775252,45.232635988634811,40.7201924874065,35.704543656816348,40.7201924874065,45.232635988634811,44.666049033775252,0,0.66725819577813505,712.40079365079384]
[null,"Cat Mes",14,50400,27.795325892857139,870.19504887509402,745.17676570356127,0.94615384615384612,0,0,40.409615108543413,39.5665192497136,42.416755750366782,42.894366224374771,39.090554186220565,34.86255988651142,39.090554186220565,42.894366224374771,42.416755750366775,1,0.66997606433476342,600.52579365079362,null,null,null,"Cat Mes",14,50400,27.795325892857139,870.19504887509402,745.17676570356127,0.94615384615384612,0,0,40.409615108543413,39.5665192497136,42.416755750366782,42.894366224374771,39.090554186220565,34.86255988651142,39.090554186220565,42.894366224374771,42.416755750366775,0,0.66997606433476342,600.52579365079362,null,null,null,"Cat Mes",14,50400,27.795325892857139,870.19504887509402,745.17676570356127,0.94615384615384612,0,0,48.816976219654521,39.5665192497136,42.416755750366782,42.894366224374771,39.090554186220565,34.86255988651142,39.090554186220565,42.894366224374771,42.416755750366775,1,0.66725819577813505,600.52579365079362,null,null,null,"Cat Mes",14,50400,27.795325892857139,870.19504887509402,745.17676570356127,0.94615384615384612,0,0,48.816976219654521,39.5665192497136,42.416755750366782,42.894366224374771,39.090554186220565,34.86255988651142,39.090554186220565,42.894366224374771,42.416755750366775,0,0.66725819577813505,600.52579365079362,null,null,null,"Cat Mes",14,50400,27.795325892857139,870.19504887509402,0,0.94615384615384612,0,0,48.816976219654521,39.5665192497136,42.416755750366782,42.894366224374771,39.090554186220565,34.86255988651142,39.090554186220565,42.894366224374771,42.416755750366775,1,0.66725819577813505,600.52579365079362,null,null,null,"Cat Mes",14,50400,27.795325892857139,870.19504887509402,0,0.94615384615384612,0,0,48.816976219654521,39.5665192497136,42.416755750366782,42.894366224374771,39.090554186220565,34.86255988651142,39.090554186220565,42.894366224374771,42.416755750366775,0,0.66725819577813505,600.52579365079362,null,null,null,"Cat Mes",14,50400,27.795325892857139,870.19504887509402,575.65790552344174,0.94615384615384612,0,0,48.816976219654521,39.5665192497136,42.416755750366782,42.894366224374771,39.090554186220565,34.86255988651142,39.090554186220565,42.894366224374771,42.416755750366775,1,0.66725819577813505,600.52579365079362,null,null,null,"Cat Mes",14,50400,27.795325892857139,870.19504887509402,575.65790552344174,0.94615384615384612,0,0,48.816976219654521,39.5665192497136,42.416755750366782,42.894366224374771,39.090554186220565,34.86255988651142,39.090554186220565,42.894366224374771,42.416755750366775,0,0.66725819577813505,600.52579365079362,null,null,null,"Cat Mes",14,50400,27.795325892857139,870.19504887509402,745.17676570356116,0.94615384615384612,0,0,48.816976219654521,39.5665192497136,42.416755750366782,42.894366224374771,39.090554186220565,34.86255988651142,39.090554186220565,42.894366224374771,42.416755750366775,1,0.66725819577813505,600.52579365079362,null,null,null,"Cat Mes",14,50400,27.795325892857139,870.19504887509402,745.17676570356116,0.94615384615384612,0,0,48.816976219654521,39.5665192497136,42.416755750366782,42.894366224374771,39.090554186220565,34.86255988651142,39.090554186220565,42.894366224374771,42.416755750366775,0,0.66725819577813505,600.52579365079362]
[null,"v",15,54000,27.421183035714282,738.98534985615834,554.39855760819717,0.94615384615384612,0,0,36.53030068277311,36.664213492458558,38.902289275073777,39.277320762866353,36.290474021460085,32.970548938385143,36.290474021460085,39.277320762866353,38.902289275073777,1,0.66997606433476342,471.54761904761909,null,null,null,"v",15,54000,27.421183035714282,738.98534985615834,554.39855760819717,0.94615384615384612,0,0,36.53030068277311,36.664213492458558,38.902289275073777,39.277320762866353,36.290474021460085,32.970548938385143,36.290474021460085,39.277320762866353,38.902289275073777,0,0.66997606433476342,471.54761904761909,null,null,null,"v",15,54000,27.421183035714282,738.98534985615834,554.39855760819717,0.94615384615384612,0,0,43.131967349439776,36.664213492458558,38.902289275073777,39.277320762866353,36.290474021460085,32.970548938385143,36.290474021460085,39.277320762866353,38.902289275073777,1,0.66725819577813505,471.54761904761909,null,null,null,"v",15,54000,27.421183035714282,738.98534985615834,554.39855760819717,0.94615384615384612,0,0,43.131967349439776,36.664213492458558,38.902289275073777,39.277320762866353,36.290474021460085,32.970548938385143,36.290474021460085,39.277320762866353,38.902289275073777,0,0.66725819577813505,471.54761904761909,null,null,null,"v",15,54000,27.421183035714282,738.98534985615834,0,0.94615384615384612,0,0,43.131967349439776,36.664213492458558,38.902289275073777,39.277320762866353,36.290474021460085,32.970548938385143,36.290474021460085,39.277320762866353,38.902289275073777,1,0.66725819577813505,471.54761904761909,null,null,null,"v",15,54000,27.421183035714282,738.98534985615834,0,0.94615384615384612,0,0,43.131967349439776,36.664213492458558,38.902289275073777,39.277320762866353,36.290474021460085,32.970548938385143,36.290474021460085,39.277320762866353,38.902289275073777,0,0.66725819577813505,471.54761904761909,null,null,null,"v",15,54000,27.421183035714282,738.98534985615834,428.27947298736694,0.94615384615384612,0,0,43.131967349439776,36.664213492458558,38.902289275073777,39.277320762866353,36.290474021460085,32.970548938385143,36.290474021460085,39.277320762866353,38.902289275073777,1,0.66725819577813505,471.54761904761909,null,null,null,"v",15,54000,27.421183035714282,738.98534985615834,428.27947298736694,0.94615384615384612,0,0,43.131967349439776,36.664213492458558,38.902289275073777,39.277320762866353,36.290474021460085,32.970548938385143,36.290474021460085,39.277320762866353,38.902289275073777,0,0.66725819577813505,471.54761904761909,null,null,null,"v",15,54000,27.421183035714282,738.98534985615834,554.39855760819705,0.94615384615384612,0,0,43.131967349439776,36.664213492458558,38.902289275073777,39.277320762866353,36.290474021460085,32.970548938385143,36.290474021460085,39.277320762866353,38.902289275073777,1,0.66725819577813505,471.54761904761909,null,null,null,"v",15,54000,27.421183035714282,738.98534985615834,554.39855760819705,0.94615384615384612,0,0,43.131967349439776,36.664213492458558,38.902289275073777,39.277320762866353,36.290474021460085,32.970548938385143,36.290474021460085,39.277320762866353,38.902289275073777,0,0.66725819577813505,471.54761904761909]
[null,null,16,57600,26.07704017857143,459.32565029776708,416.09245428609074,1.1353846153846152,0,0,31.288706845238092,32.508969728922217,34.066375152337621,34.327347581232409,32.248896373230359,29.938666590183427,32.248896373230359,34.327347581232409,34.066375152337621,1,3.669976064334763,328.13492063492066,null,null,null,null,16,57600,26.07704017857143,459.32565029776708,416.09245428609074,1.1353846153846152,0,0,31.288706845238092,32.508969728922217,34.066375152337621,34.327347581232409,32.248896373230359,29.938666590183427,32.248896373230359,34.327347581232409,34.066375152337621,0,3.669976064334763,328.13492063492066,null,null,null,null,16,57600,26.07704017857143,459.32565029776708,416.09245428609074,1.1353846153846152,0,0,35.882595734126987,32.508969728922217,34.066375152337621,34.327347581232409,32.248896373230359,29.938666590183427,32.248896373230359,34.327347581232409,34.066375152337621,1,3.6672581957781349,328.13492063492066,null,null,null,null,16,57600,26.07704017857143,459.32565029776708,416.09245428609074,1.1353846153846152,0,0,35.882595734126987,32.508969728922217,34.066375152337621,34.327347581232409,32.248896373230359,29.938666590183427,32.248896373230359,34.327347581232409,34.066375152337621,0,3.6672581957781349,328.13492063492066,null,null,null,null,16,57600,26.07704017857143,459.32565029776708,0,1.1353846153846152,0,0,35.882595734126987,32.508969728922217,34.066375152337621,34.327347581232409,32.248896373230359,29.938666590183427,32.248896373230359,34.327347581232409,34.066375152337621,1,3.6672581957781349,328.13492063492066,null,null,null,null,16,57600,26.07704017857143,459.32565029776708,0,1.1353846153846152,0,0,35.882595734126987,32.508969728922217,34.066375152337621,34.327347581232409,32.248896373230359,29.938666590183427,32.248896373230359,34.327347581232409,34.066375152337621,0,3.6672581957781349,328.13492063492066,null,null,null,null,16,57600,26.07704017857143,459.32565029776708,321.43636485000872,1.1353846153846152,0,0,35.882595734126987,32.508969728922217,34.066375152337621,34.327347581232409,32.248896373230359,29.938666590183427,32.248896373230359,34.327347581232409,34.066375152337621,1,3.6672581957781349,328.13492063492066,null,null,null,null,16,57600,26.07704017857143,459.32565029776708,321.43636485000872,1.1353846153846152,0,0,35.882595734126987,32.508969728922217,34.066375152337621,34.327347581232409,32.248896373230359,29.938666590183427,32.248896373230359,34.327347581232409,34.066375152337621,0,3.6672581957781349,328.13492063492066,null,null,null,null,16,57600,26.07704017857143,459.32565029776708,416.09245428609063,1.1353846153846152,0,0,35.882595734126987,32.508969728922217,34.066375152337621,34.327347581232409,32.248896373230359,29.938666590183427,32.248896373230359,34.327347581232409,34.066375152337621,1,3.6672581957781349,328.13492063492066,null,null,null,null,16,57600,26.07704017857143,459.32565029776708,416.09245428609063,1.1353846153846152,0,0,35.882595734126987,32.508969728922217,34.066375152337621,34.327347581232409,32.248896373230359,29.938666590183427,32.248896373230359,34.327347581232409,34.066375152337621,0,3.6672581957781349,328.13492063492066]
[null,null,17,61200,24.327575892857148,325.03470590069594,0,1.8923076923076922,0,0,24.50027197128852,27.125064661491397,27.8024390242092,27.915945777204737,27.011948949344127,26.007142876695887,27.011948949344127,27.915945777204737,27.8024390242092,1,3.669976064334763,142.71825396825395,null,null,null,null,17,61200,24.327575892857148,325.03470590069594,0,1.8923076923076922,0,0,24.50027197128852,27.125064661491397,27.8024390242092,27.915945777204737,27.011948949344127,26.007142876695887,27.011948949344127,27.915945777204737,27.8024390242092,0,3.669976064334763,142.71825396825395,null,null,null,null,17,61200,24.327575892857148,325.03470590069594,0,1.8923076923076922,0,0,26.498327526844076,27.125064661491397,27.8024390242092,27.915945777204737,27.011948949344127,26.007142876695887,27.011948949344127,27.915945777204737,27.8024390242092,1,3.6672581957781349,142.71825396825395,null,null,null,null,17,61200,24.327575892857148,325.03470590069594,0,1.8923076923076922,0,0,26.498327526844076,27.125064661491397,27.8024390242092,27.915945777204737,27.011948949344127,26.007142876695887,27.011948949344127,27.915945777204737,27.8024390242092,0,3.6672581957781349,142.71825396825395,null,null,null,null,17,61200,24.327575892857148,325.03470590069594,0,1.8923076923076922,0,0,26.498327526844076,27.125064661491397,27.8024390242092,27.915945777204737,27.011948949344127,26.007142876695887,27.011948949344127,27.915945777204737,27.8024390242092,1,3.6672581957781349,142.71825396825395,null,null,null,null,17,61200,24.327575892857148,325.03470590069594,0,1.8923076923076922,0,0,26.498327526844076,27.125064661491397,27.8024390242092,27.915945777204737,27.011948949344127,26.007142876695887,27.011948949344127,27.915945777204737,27.8024390242092,0,3.6672581957781349,142.71825396825395,null,null,null,null,17,61200,24.327575892857148,325.03470590069594,86.403421027357055,1.8923076923076922,0,0,26.498327526844076,27.125064661491397,27.8024390242092,27.915945777204737,27.011948949344127,26.007142876695887,27.011948949344127,27.915945777204737,27.8024390242092,1,3.6672581957781349,142.71825396825395,null,null,null,null,17,61200,24.327575892857148,325.03470590069594,86.403421027357055,1.8923076923076922,0,0,26.498327526844076,27.125064661491397,27.8024390242092,27.915945777204737,27.011948949344127,26.007142876695887,27.011948949344127,27.915945777204737,27.8024390242092,0,3.6672581957781349,142.71825396825395,null,null,null,null,17,61200,24.327575892857148,325.03470590069594,0,1.8923076923076922,0,0,26.498327526844076,27.125064661491397,27.8024390242092,27.915945777204737,27.011948949344127,26.007142876695887,27.011948949344127,27.915945777204737,27.8024390242092,1,3.6672581957781349,142.71825396825395,null,null,null,null,17,61200,24.327575892857148,325.03470590069594,0,1.8923076923076922,0,0,26.498327526844076,27.125064661491397,27.8024390242092,27.915945777204737,27.011948949344127,26.007142876695887,27.011948949344127,27.915945777204737,27.8024390242092,0,3.6672581957781349,142.71825396825395]
[null,null,18,64800,22.439540178571427,37.0483075228194,0,1.8923076923076922,1.5,0,19.01755488445378,22.644305622292535,22.693886826514824,22.702195085301444,22.636025986195559,22.562478037182728,22.636025986195559,22.702195085301444,22.693886826514824,1,3.669976064334763,10.446428571428569,null,null,null,null,18,64800,22.439540178571427,37.0483075228194,0,1.8923076923076922,1.5,0,19.01755488445378,22.644305622292535,22.693886826514824,22.702195085301444,22.636025986195559,22.562478037182728,22.636025986195559,22.702195085301444,22.693886826514824,0,3.669976064334763,10.446428571428569,null,null,null,null,18,64800,22.439540178571427,37.0483075228194,0,1.8923076923076922,1.5,0,19.163804884453778,22.644305622292535,22.693886826514824,22.702195085301444,22.636025986195559,22.562478037182728,22.636025986195559,22.702195085301444,22.693886826514824,1,3.6672581957781349,10.446428571428569,null,null,null,null,18,64800,22.439540178571427,37.0483075228194,0,1.8923076923076922,1.5,0,19.163804884453778,22.644305622292535,22.693886826514824,22.702195085301444,22.636025986195559,22.562478037182728,22.636025986195559,22.702195085301444,22.693886826514824,0,3.6672581957781349,10.446428571428569,null,null,null,null,18,64800,22.439540178571427,37.0483075228194,0,1.8923076923076922,1.5,0,19.163804884453778,22.644305622292535,22.693886826514824,22.702195085301444,22.636025986195559,22.562478037182728,22.636025986195559,22.702195085301444,22.693886826514824,1,3.6672581957781349,10.446428571428569,null,null,null,null,18,64800,22.439540178571427,37.0483075228194,0,1.8923076923076922,1.5,0,19.163804884453778,22.644305622292535,22.693886826514824,22.702195085301444,22.636025986195559,22.562478037182728,22.636025986195559,22.702195085301444,22.693886826514824,0,3.6672581957781349,10.446428571428569,null,null,null,null,18,64800,22.439540178571427,37.0483075228194,0.67246101433056604,1.8923076923076922,1.5,0,19.163804884453778,22.644305622292535,22.693886826514824,22.702195085301444,22.636025986195559,22.562478037182728,22.636025986195559,22.702195085301444,22.693886826514824,1,3.6672581957781349,10.446428571428569,null,null,null,null,18,64800,22.439540178571427,37.0483075228194,0.67246101433056604,1.8923076923076922,1.5,0,19.163804884453778,22.644305622292535,22.693886826514824,22.702195085301444,22.636025986195559,22.562478037182728,22.636025986195559,22.702195085301444,22.693886826514824,0,3.6672581957781349,10.446428571428569,null,null,null,null,18,64800,22.439540178571427,37.0483075228194,0,1.8923076923076922,1.5,0,19.163804884453778,22.644305622292535,22.693886826514824,22.702195085301444,22.636025986195559,22.562478037182728,22.636025986195559,22.702195085301444,22.693886826514824,1,3.6672581957781349,10.446428571428569,null,null,null,null,18,64800,22.439540178571427,37.0483075228194,0,1.8923076923076922,1.5,0,19.163804884453778,22.644305622292535,22.693886826514824,22.702195085301444,22.636025986195559,22.562478037182728,22.636025986195559,22.702195085301444,22.693886826514824,0,3.6672581957781349,10.446428571428569]
[null,null,19,68400,20.697004464285719,0,0,2.8384615384615381,1.5,0,16.991122111344541,20.697004464285719,20.697004464285719,20.697004464285719,20.697004464285719,20.697004464285719,20.697004464285719,20.697004464285719,20.697004464285719,1,0.66997606433476342,0,null,null,null,null,19,68400,20.697004464285719,0,0,2.8384615384615381,1.5,0,16.991122111344541,20.697004464285719,20.697004464285719,20.697004464285719,20.697004464285719,20.697004464285719,20.697004464285719,20.697004464285719,20.697004464285719,0,0.66997606433476342,0,null,null,null,null,19,68400,20.697004464285719,0,0,2.8384615384615381,1.5,0,16.991122111344541,20.697004464285719,20.697004464285719,20.697004464285719,20.697004464285719,20.697004464285719,20.697004464285719,20.697004464285719,20.697004464285719,1,0.66725819577813505,0,null,null,null,null,19,68400,20.697004464285719,0,0,2.8384615384615381,1.5,0,16.991122111344541,20.697004464285719,20.697004464285719,20.697004464285719,20.697004464285719,20.697004464285719,20.697004464285719,20.697004464285719,20.697004464285719,0,0.66725819577813505,0,null,null,null,null,19,68400,20.697004464285719,0,0,2.8384615384615381,1.5,0,16.991122111344541,20.697004464285719,20.697004464285719,20.697004464285719,20.697004464285719,20.697004464285719,20.697004464285719,20.697004464285719,20.697004464285719,1,0.66725819577813505,0,null,null,null,null,19,68400,20.697004464285719,0,0,2.8384615384615381,1.5,0,16.991122111344541,20.697004464285719,20.697004464285719,20.697004464285719,20.697004464285719,20.697004464285719,20.697004464285719,20.697004464285719,20.697004464285719,0,0.66725819577813505,0,null,null,null,null,19,68400,20.697004464285719,0,0,2.8384615384615381,1.5,0,16.991122111344541,20.697004464285719,20.697004464285719,20.697004464285719,20.697004464285719,20.697004464285719,20.697004464285719,20.697004464285719,20.697004464285719,1,0.66725819577813505,0,null,null,null,null,19,68400,20.697004464285719,0,0,2.8384615384615381,1.5,0,16.991122111344541,20.697004464285719,20.697004464285719,20.697004464285719,20.697004464285719,20.697004464285719,20.697004464285719,20.697004464285719,20.697004464285719,0,0.66725819577813505,0,null,null,null,null,19,68400,20.697004464285719,0,0,2.8384615384615381,1.5,0,16.991122111344541,20.697004464285719,20.697004464285719,20.697004464285719,20.697004464285719,20.697004464285719,20.697004464285719,20.697004464285719,20.697004464285719,1,0.66725819577813505,0,null,null,null,null,19,68400,20.697004464285719,0,0,2.8384615384615381,1.5,0,16.991122111344541,20.697004464285719,20.697004464285719,20.697004464285719,20.697004464285719,20.697004464285719,20.697004464285719,20.697004464285719,20.697004464285719,0,0.66725819577813505,0]
[null,null,20,72000,19.394433035714286,0,0,3.4061538461538463,1.5,0,15.688550682773108,19.394433035714286,19.394433035714286,19.394433035714286,19.394433035714286,19.394433035714286,19.394433035714286,19.394433035714286,19.394433035714286,1,0.66997606433476342,0,null,null,null,null,20,72000,19.394433035714286,0,0,3.4061538461538463,1.5,0,15.688550682773108,19.394433035714286,19.394433035714286,19.394433035714286,19.394433035714286,19.394433035714286,19.394433035714286,19.394433035714286,19.394433035714286,0,0.66997606433476342,0,null,null,null,null,20,72000,19.394433035714286,0,0,3.4061538461538463,1.5,0,15.688550682773108,19.394433035714286,19.394433035714286,19.394433035714286,19.394433035714286,19.394433035714286,19.394433035714286,19.394433035714286,19.394433035714286,1,0.66725819577813505,0,null,null,null,null,20,72000,19.394433035714286,0,0,3.4061538461538463,1.5,0,15.688550682773108,19.394433035714286,19.394433035714286,19.394433035714286,19.394433035714286,19.394433035714286,19.394433035714286,19.394433035714286,19.394433035714286,0,0.66725819577813505,0,null,null,null,null,20,72000,19.394433035714286,0,0,3.4061538461538463,1.5,0,15.688550682773108,19.394433035714286,19.394433035714286,19.394433035714286,19.394433035714286,19.394433035714286,19.394433035714286,19.394433035714286,19.394433035714286,1,0.66725819577813505,0,null,null,null,null,20,72000,19.394433035714286,0,0,3.4061538461538463,1.5,0,15.688550682773108,19.394433035714286,19.394433035714286,19.394433035714286,19.394433035714286,19.394433035714286,19.394433035714286,19.394433035714286,19.394433035714286,0,0.66725819577813505,0,null,null,null,null,20,72000,19.394433035714286,0,0,3.4061538461538463,1.5,0,15.688550682773108,19.394433035714286,19.394433035714286,19.394433035714286,19.394433035714286,19.394433035714286,19.394433035714286,19.394433035714286,19.394433035714286,1,0.66725819577813505,0,null,null,null,null,20,72000,19.394433035714286,0,0,3.4061538461538463,1.5,0,15.688550682773108,19.394433035714286,19.394433035714286,19.394433035714286,19.394433035714286,19.394433035714286,19.394433035714286,19.394433035714286,19.394433035714286,0,0.66725819577813505,0,null,null,null,null,20,72000,19.394433035714286,0,0,3.4061538461538463,1.5,0,15.688550682773108,19.394433035714286,19.394433035714286,19.394433035714286,19.394433035714286,19.394433035714286,19.394433035714286,19.394433035714286,19.394433035714286,1,0.66725819577813505,0,null,null,null,null,20,72000,19.394433035714286,0,0,3.4061538461538463,1.5,0,15.688550682773108,19.394433035714286,19.394433035714286,19.394433035714286,19.394433035714286,19.394433035714286,19.394433035714286,19.394433035714286,19.394433035714286,0,0.66725819577813505,0]
[null,null,21,75600,18.62536160714286,0,0,3.7846153846153845,1.5,0,14.919479254201683,18.62536160714286,18.62536160714286,18.62536160714286,18.62536160714286,18.62536160714286,18.62536160714286,18.62536160714286,18.62536160714286,1,0.66997606433476342,0,null,null,null,null,21,75600,18.62536160714286,0,0,3.7846153846153845,1.5,0,14.919479254201683,18.62536160714286,18.62536160714286,18.62536160714286,18.62536160714286,18.62536160714286,18.62536160714286,18.62536160714286,18.62536160714286,0,0.66997606433476342,0,null,null,null,null,21,75600,18.62536160714286,0,0,3.7846153846153845,1.5,0,14.919479254201683,18.62536160714286,18.62536160714286,18.62536160714286,18.62536160714286,18.62536160714286,18.62536160714286,18.62536160714286,18.62536160714286,1,0.66725819577813505,0,null,null,null,null,21,75600,18.62536160714286,0,0,3.7846153846153845,1.5,0,14.919479254201683,18.62536160714286,18.62536160714286,18.62536160714286,18.62536160714286,18.62536160714286,18.62536160714286,18.62536160714286,18.62536160714286,0,0.66725819577813505,0,null,null,null,null,21,75600,18.62536160714286,0,0,3.7846153846153845,1.5,0,14.919479254201683,18.62536160714286,18.62536160714286,18.62536160714286,18.62536160714286,18.62536160714286,18.62536160714286,18.62536160714286,18.62536160714286,1,0.66725819577813505,0,null,null,null,null,21,75600,18.62536160714286,0,0,3.7846153846153845,1.5,0,14.919479254201683,18.62536160714286,18.62536160714286,18.62536160714286,18.62536160714286,18.62536160714286,18.62536160714286,18.62536160714286,18.62536160714286,0,0.66725819577813505,0,null,null,null,null,21,75600,18.62536160714286,0,0,3.7846153846153845,1.5,0,14.919479254201683,18.62536160714286,18.62536160714286,18.62536160714286,18.62536160714286,18.62536160714286,18.62536160714286,18.62536160714286,18.62536160714286,1,0.66725819577813505,0,null,null,null,null,21,75600,18.62536160714286,0,0,3.7846153846153845,1.5,0,14.919479254201683,18.62536160714286,18.62536160714286,18.62536160714286,18.62536160714286,18.62536160714286,18.62536160714286,18.62536160714286,18.62536160714286,0,0.66725819577813505,0,null,null,null,null,21,75600,18.62536160714286,0,0,3.7846153846153845,1.5,0,14.919479254201683,18.62536160714286,18.62536160714286,18.62536160714286,18.62536160714286,18.62536160714286,18.62536160714286,18.62536160714286,18.62536160714286,1,0.66725819577813505,0,null,null,null,null,21,75600,18.62536160714286,0,0,3.7846153846153845,1.5,0,14.919479254201683,18.62536160714286,18.62536160714286,18.62536160714286,18.62536160714286,18.62536160714286,18.62536160714286,18.62536160714286,18.62536160714286,0,0.66725819577813505,0]
[null,null,22,79200,17.298540178571432,0,0,3.1538461538461537,0,0,13.592657825630255,17.298540178571432,17.298540178571432,17.298540178571432,17.298540178571432,17.298540178571432,17.298540178571432,17.298540178571432,17.298540178571432,2,3.6699760643347634,0,null,null,null,null,22,79200,17.298540178571432,0,0,3.1538461538461537,0,0,13.592657825630255,17.298540178571432,17.298540178571432,17.298540178571432,17.298540178571432,17.298540178571432,17.298540178571432,17.298540178571432,17.298540178571432,0,3.6699760643347634,0,null,null,null,null,22,79200,17.298540178571432,0,0,3.1538461538461537,0,0,13.592657825630255,17.298540178571432,17.298540178571432,17.298540178571432,17.298540178571432,17.298540178571432,17.298540178571432,17.298540178571432,17.298540178571432,2,3.6672581957781349,0,null,null,null,null,22,79200,17.298540178571432,0,0,3.1538461538461537,0,0,13.592657825630255,17.298540178571432,17.298540178571432,17.298540178571432,17.298540178571432,17.298540178571432,17.298540178571432,17.298540178571432,17.298540178571432,0,3.6672581957781349,0,null,null,null,null,22,79200,17.298540178571432,0,0,3.1538461538461537,0,0,13.592657825630255,17.298540178571432,17.298540178571432,17.298540178571432,17.298540178571432,17.298540178571432,17.298540178571432,17.298540178571432,17.298540178571432,2,3.6672581957781349,0,null,null,null,null,22,79200,17.298540178571432,0,0,3.1538461538461537,0,0,13.592657825630255,17.298540178571432,17.298540178571432,17.298540178571432,17.298540178571432,17.298540178571432,17.298540178571432,17.298540178571432,17.298540178571432,0,3.6672581957781349,0,null,null,null,null,22,79200,17.298540178571432,0,0,3.1538461538461537,0,0,13.592657825630255,17.298540178571432,17.298540178571432,17.298540178571432,17.298540178571432,17.298540178571432,17.298540178571432,17.298540178571432,17.298540178571432,2,3.6672581957781349,0,null,null,null,null,22,79200,17.298540178571432,0,0,3.1538461538461537,0,0,13.592657825630255,17.298540178571432,17.298540178571432,17.298540178571432,17.298540178571432,17.298540178571432,17.298540178571432,17.298540178571432,17.298540178571432,0,3.6672581957781349,0,null,null,null,null,22,79200,17.298540178571432,0,0,3.1538461538461537,0,0,13.592657825630255,17.298540178571432,17.298540178571432,17.298540178571432,17.298540178571432,17.298540178571432,17.298540178571432,17.298540178571432,17.298540178571432,2,3.6672581957781349,0,null,null,null,null,22,79200,17.298540178571432,0,0,3.1538461538461537,0,0,13.592657825630255,17.298540178571432,17.298540178571432,17.298540178571432,17.298540178571432,17.298540178571432,17.298540178571432,17.298540178571432,17.298540178571432,0,3.6672581957781349,0]
[null,null,23,82800,15.989040178571431,0,0,3.1538461538461537,0,0,12.283157825630255,15.989040178571431,15.989040178571431,15.989040178571431,15.989040178571431,15.989040178571431,15.989040178571431,15.989040178571431,15.989040178571431,2,3.6699760643347634,0,null,null,null,null,23,82800,15.989040178571431,0,0,3.1538461538461537,0,0,12.283157825630255,15.989040178571431,15.989040178571431,15.989040178571431,15.989040178571431,15.989040178571431,15.989040178571431,15.989040178571431,15.989040178571431,0,3.6699760643347634,0,null,null,null,null,23,82800,15.989040178571431,0,0,3.1538461538461537,0,0,12.283157825630255,15.989040178571431,15.989040178571431,15.989040178571431,15.989040178571431,15.989040178571431,15.989040178571431,15.989040178571431,15.989040178571431,2,3.6672581957781349,0,null,null,null,null,23,82800,15.989040178571431,0,0,3.1538461538461537,0,0,12.283157825630255,15.989040178571431,15.989040178571431,15.989040178571431,15.989040178571431,15.989040178571431,15.989040178571431,15.989040178571431,15.989040178571431,0,3.6672581957781349,0,null,null,null,null,23,82800,15.989040178571431,0,0,3.1538461538461537,0,0,12.283157825630255,15.989040178571431,15.989040178571431,15.989040178571431,15.989040178571431,15.989040178571431,15.989040178571431,15.989040178571431,15.989040178571431,2,3.6672581957781349,0,null,null,null,null,23,82800,15.989040178571431,0,0,3.1538461538461537,0,0,12.283157825630255,15.989040178571431,15.989040178571431,15.989040178571431,15.989040178571431,15.989040178571431,15.989040178571431,15.989040178571431,15.989040178571431,0,3.6672581957781349,0,null,null,null,null,23,82800,15.989040178571431,0,0,3.1538461538461537,0,0,12.283157825630255,15.989040178571431,15.989040178571431,15.989040178571431,15.989040178571431,15.989040178571431,15.989040178571431,15.989040178571431,15.989040178571431,2,3.6672581957781349,0,null,null,null,null,23,82800,15.989040178571431,0,0,3.1538461538461537,0,0,12.283157825630255,15.989040178571431,15.989040178571431,15.989040178571431,15.989040178571431,15.989040178571431,15.989040178571431,15.989040178571431,15.989040178571431,0,3.6672581957781349,0,null,null,null,null,23,82800,15.989040178571431,0,0,3.1538461538461537,0,0,12.283157825630255,15.989040178571431,15.989040178571431,15.989040178571431,15.989040178571431,15.989040178571431,15.989040178571431,15.989040178571431,15.989040178571431,2,3.6672581957781349,0,null,null,null,null,23,82800,15.989040178571431,0,0,3.1538461538461537,0,0,12.283157825630255,15.989040178571431,15.989040178571431,15.989040178571431,15.989040178571431,15.989040178571431,15.989040178571431,15.989040178571431,15.989040178571431,0,3.6672581957781349,0]
[null,null,24,86400,14.901254464285714,0,0,3.1538461538461537,0,0,11.195372111344536,14.901254464285714,14.901254464285714,14.901254464285714,14.901254464285714,14.901254464285714,14.901254464285714,14.901254464285714,14.901254464285714,2,0.66997606433476342,0,null,null,null,null,24,86400,14.901254464285714,0,0,3.1538461538461537,0,0,11.195372111344536,14.901254464285714,14.901254464285714,14.901254464285714,14.901254464285714,14.901254464285714,14.901254464285714,14.901254464285714,14.901254464285714,0,0.66997606433476342,0,null,null,null,null,24,86400,14.901254464285714,0,0,3.1538461538461537,0,0,11.195372111344536,14.901254464285714,14.901254464285714,14.901254464285714,14.901254464285714,14.901254464285714,14.901254464285714,14.901254464285714,14.901254464285714,2,0.66725819577813505,0,null,null,null,null,24,86400,14.901254464285714,0,0,3.1538461538461537,0,0,11.195372111344536,14.901254464285714,14.901254464285714,14.901254464285714,14.901254464285714,14.901254464285714,14.901254464285714,14.901254464285714,14.901254464285714,0,0.66725819577813505,0,null,null,null,null,24,86400,14.901254464285714,0,0,3.1538461538461537,0,0,11.195372111344536,14.901254464285714,14.901254464285714,14.901254464285714,14.901254464285714,14.901254464285714,14.901254464285714,14.901254464285714,14.901254464285714,2,0.66725819577813505,0,null,null,null,null,24,86400,14.901254464285714,0,0,3.1538461538461537,0,0,11.195372111344536,14.901254464285714,14.901254464285714,14.901254464285714,14.901254464285714,14.901254464285714,14.901254464285714,14.901254464285714,14.901254464285714,0,0.66725819577813505,0,null,null,null,null,24,86400,14.901254464285714,0,0,3.1538461538461537,0,0,11.195372111344536,14.901254464285714,14.901254464285714,14.901254464285714,14.901254464285714,14.901254464285714,14.901254464285714,14.901254464285714,14.901254464285714,2,0.66725819577813505,0,null,null,null,null,24,86400,14.901254464285714,0,0,3.1538461538461537,0,0,11.195372111344536,14.901254464285714,14.901254464285714,14.901254464285714,14.901254464285714,14.901254464285714,14.901254464285714,14.901254464285714,14.901254464285714,0,0.66725819577813505,0,null,null,null,null,24,86400,14.901254464285714,0,0,3.1538461538461537,0,0,11.195372111344536,14.901254464285714,14.901254464285714,14.901254464285714,14.901254464285714,14.901254464285714,14.901254464285714,14.901254464285714,14.901254464285714,2,0.66725819577813505,0,null,null,null,null,24,86400,14.901254464285714,0,0,3.1538461538461537,0,0,11.195372111344536,14.901254464285714,14.901254464285714,14.901254464285714,14.901254464285714,14.901254464285714,14.901254464285714,14.901254464285714,14.901254464285714,0,0.66725819577813505,0]
[null,null,null,"Valor Variable",null,null,null,null,null,null,null,null,null,null,null,null,null,null,null,null,null,null,null,null,null,null,null,"Valor Variable",null,null,null,null,null,null,null,null,null,null,null,null,null,null,null,null,null,null,null,null,null,null,null,"Valor Variable",null,null,null,null,null,null,null,null,null,null,null,null,null,null,null,null,null,null,null,null,null,null,null,"Valor Variable",null,null,null,null,null,null,null,null,null,null,null,null,null,null,null,null,null,null,null,null,null,null,null,"Valor Variable",null,null,null,null,null,null,null,null,null,null,null,null,null,null,null,null,null,null,null,null,null,null,null,"Valor Variable",null,null,null,null,null,null,null,null,null,null,null,null,null,null,null,null,null,null,null,null,null,null,null,"Valor Variable",null,null,null,null,null,null,null,null,null,null,null,null,null,null,null,null,null,null,null,null,null,null,null,"Valor Variable",null,null,null,null,null,null,null,null,null,null,null,null,null,null,null,null,null,null,null,null,null,null,null,"Valor Variable",null,null,null,null,null,null,null,null,null,null,null,null,null,null,null,null,null,null,null,null,null,null,null,"Valor Variable"]
[]
[]
[]
[]
[null,null,null,null,null,"Rad Ventanas: Sol Incidente*FS*FAV*FAR [W]",null,null,null,null,null,null,null,null,null,null,null,null,null,null,null,null,null,null,null,null,null,null,null,"Rad Ventanas: Sol Incidente*FS*FAV*FAR [W]",null,null,null,null,null,null,null,null,null,null,null,null,null,null,null,null,null,null,null,null,null,null,null,"Rad Ventanas: Sol Incidente*FS*FAV*FAR [W]",null,null,null,null,null,null,null,null,null,null,null,null,null,null,null,null,null,null,null,null,null,null,null,"Rad Ventanas: Sol Incidente*FS*FAV*FAR [W]",null,null,null,null,null,null,null,null,null,null,null,null,null,null,null,null,null,null,null,null,null,null,null,"Rad Ventanas: Sol Incidente*FS*FAV*FAR [W]",null,null,null,null,null,null,null,null,null,null,null,null,null,null,null,null,null,null,null,null,null,null,null,"Rad Ventanas: Sol Incidente*FS*FAV*FAR [W]",null,null,null,null,null,null,null,null,null,null,null,null,null,null,null,null,null,null,null,null,null,null,null,"Rad Ventanas: Sol Incidente*FS*FAV*FAR [W]",null,null,null,null,null,null,null,null,null,null,null,null,null,null,null,null,null,null,null,null,null,null,null,"Rad Ventanas: Sol Incidente*FS*FAV*FAR [W]",null,null,null,null,null,null,null,null,null,null,null,null,null,null,null,null,null,null,null,null,null,null,null,"Rad Ventanas: Sol Incidente*FS*FAV*FAR [W]",null,null,null,null,null,null,null,null,null,null,null,null,null,null,null,null,null,null,null,null,null,null,null,"Rad Ventanas: Sol Incidente*FS*FAV*FAR [W]"]
[null,"Mes","Tiempo [hrs]","Tiempo [s]","T° exterior","Difuso","Directo","Qgen Pers [W/m2]","Qgen Ilum [W/m2]","Qgen Equip [W/m2]","TsolH","TsolN","TsolNE","TsolE","TsolSE","TsolS","TsolSO","TsolO","TsolNO","Clima [0, 1 o 2]","N [RAH]","G total [W/m2]",null,null,null,"Mes","Tiempo [hrs]","Tiempo [s]","T° exterior","Difuso","Directo","Qgen Pers [W/m2]","Qgen Ilum [W/m2]","Qgen Equip [W/m2]","TsolH","TsolN","TsolNE","TsolE","TsolSE","TsolS","TsolSO","TsolO","TsolNO","Clima [0, 1 o 2]","N [RAH]","G total [W/m2]",null,null,null,"Mes","Tiempo [hrs]","Tiempo [s]","T° exterior","Difuso","Directo","Qgen Pers [W/m2]","Qgen Ilum [W/m2]","Qgen Equip [W/m2]","TsolH","TsolN","TsolNE","TsolE","TsolSE","TsolS","TsolSO","TsolO","TsolNO","Clima [0, 1 o 2]","N [RAH]","G total [W/m2]",null,null,null,"Mes","Tiempo [hrs]","Tiempo [s]","T° exterior","Difuso","Directo","Qgen Pers [W/m2]","Qgen Ilum [W/m2]","Qgen Equip [W/m2]","TsolH","TsolN","TsolNE","TsolE","TsolSE","TsolS","TsolSO","TsolO","TsolNO","Clima [0, 1 o 2]","N [RAH]","G total [W/m2]",null,null,null,"Mes","Tiempo [hrs]","Tiempo [s]","T° exterior","Difuso","Directo","Qgen Pers [W/m2]","Qgen Ilum [W/m2]","Qgen Equip [W/m2]","TsolH","TsolN","TsolNE","TsolE","TsolSE","TsolS","TsolSO","TsolO","TsolNO","Clima [0, 1 o 2]","N [RAH]","G total [W/m2]",null,null,null,"Mes","Tiempo [hrs]","Tiempo [s]","T° exterior","Difuso","Directo","Qgen Pers [W/m2]","Qgen Ilum [W/m2]","Qgen Equip [W/m2]","TsolH","TsolN","TsolNE","TsolE","TsolSE","TsolS","TsolSO","TsolO","TsolNO","Clima [0, 1 o 2]","N [RAH]","G total [W/m2]",null,null,null,"Mes","Tiempo [hrs]","Tiempo [s]","T° exterior","Difuso","Directo","Qgen Pers [W/m2]","Qgen Ilum [W/m2]","Qgen Equip [W/m2]","TsolH","TsolN","TsolNE","TsolE","TsolSE","TsolS","TsolSO","TsolO","TsolNO","Clima [0, 1 o 2]","N [RAH]","G total [W/m2]",null,null,null,"Mes","Tiempo [hrs]","Tiempo [s]","T° exterior","Difuso","Directo","Qgen Pers [W/m2]","Qgen Ilum [W/m2]","Qgen Equip [W/m2]","TsolH","TsolN","TsolNE","TsolE","TsolSE","TsolS","TsolSO","TsolO","TsolNO","Clima [0, 1 o 2]","N [RAH]","G total [W/m2]",null,null,null,"Mes","Tiempo [hrs]","Tiempo [s]","T° exterior","Difuso","Directo","Qgen Pers [W/m2]","Qgen Ilum [W/m2]","Qgen Equip [W/m2]","TsolH","TsolN","TsolNE","TsolE","TsolSE","TsolS","TsolSO","TsolO","TsolNO","Clima [0, 1 o 2]","N [RAH]","G total [W/m2]",null,null,null,"Mes","Tiempo [hrs]","Tiempo [s]","T° exterior","Difuso","Directo","Qgen Pers [W/m2]","Qgen Ilum [W/m2]","Qgen Equip [W/m2]","TsolH","TsolN","TsolNE","TsolE","TsolSE","TsolS","TsolSO","TsolO","TsolNO","Clima [0, 1 o 2]","N [RAH]","G total [W/m2]"]
[null,"Marzo",0,0,12.948387096774194,0,0,3.1538461538461537,0,0,9.2425047438330168,12.948387096774194,12.948387096774194,12.948387096774194,12.948387096774194,12.948387096774194,12.948387096774194,12.948387096774194,12.948387096774194,2,0.66997606433476342,0,null,null,null,"Marzo",0,0,12.948387096774194,0,0,3.1538461538461537,0,0,9.2425047438330168,12.948387096774194,12.948387096774194,12.948387096774194,12.948387096774194,12.948387096774194,12.948387096774194,12.948387096774194,12.948387096774194,0,0.66997606433476342,0,null,null,null,"Marzo",0,0,12.948387096774194,0,0,3.1538461538461537,0,0,9.2425047438330168,12.948387096774194,12.948387096774194,12.948387096774194,12.948387096774194,12.948387096774194,12.948387096774194,12.948387096774194,12.948387096774194,2,0.66725819577813505,0,null,null,null,"Marzo",0,0,12.948387096774194,0,0,3.1538461538461537,0,0,9.2425047438330168,12.948387096774194,12.948387096774194,12.948387096774194,12.948387096774194,12.948387096774194,12.948387096774194,12.948387096774194,12.948387096774194,0,0.66725819577813505,0,null,null,null,"Marzo",0,0,12.948387096774194,0,0,3.1538461538461537,0,0,9.2425047438330168,12.948387096774194,12.948387096774194,12.948387096774194,12.948387096774194,12.948387096774194,12.948387096774194,12.948387096774194,12.948387096774194,2,0.66725819577813505,0,null,null,null,"Marzo",0,0,12.948387096774194,0,0,3.1538461538461537,0,0,9.2425047438330168,12.948387096774194,12.948387096774194,12.948387096774194,12.948387096774194,12.948387096774194,12.948387096774194,12.948387096774194,12.948387096774194,0,0.66725819577813505,0,null,null,null,"Marzo",0,0,12.948387096774194,0,0,3.1538461538461537,0,0,9.2425047438330168,12.948387096774194,12.948387096774194,12.948387096774194,12.948387096774194,12.948387096774194,12.948387096774194,12.948387096774194,12.948387096774194,2,0.66725819577813505,0,null,null,null,"Marzo",0,0,12.948387096774194,0,0,3.1538461538461537,0,0,9.2425047438330168,12.948387096774194,12.948387096774194,12.948387096774194,12.948387096774194,12.948387096774194,12.948387096774194,12.948387096774194,12.948387096774194,0,0.66725819577813505,0,null,null,null,"Marzo",0,0,12.948387096774194,0,0,3.1538461538461537,0,0,9.2425047438330168,12.948387096774194,12.948387096774194,12.948387096774194,12.948387096774194,12.948387096774194,12.948387096774194,12.948387096774194,12.948387096774194,2,0.66725819577813505,0,null,null,null,"Marzo",0,0,12.948387096774194,0,0,3.1538461538461537,0,0,9.2425047438330168,12.948387096774194,12.948387096774194,12.948387096774194,12.948387096774194,12.948387096774194,12.948387096774194,12.948387096774194,12.948387096774194,0,0.66725819577813505,0]
[null,3,1,3600,12.138709677419351,0,0,3.1538461538461537,0,0,8.4328273244781755,12.138709677419351,12.138709677419351,12.138709677419351,12.138709677419351,12.138709677419351,12.138709677419351,12.138709677419351,12.138709677419351,2,0.66997606433476342,0,null,null,null,3,1,3600,12.138709677419351,0,0,3.1538461538461537,0,0,8.4328273244781755,12.138709677419351,12.138709677419351,12.138709677419351,12.138709677419351,12.138709677419351,12.138709677419351,12.138709677419351,12.138709677419351,0,0.66997606433476342,0,null,null,null,3,1,3600,12.138709677419351,0,0,3.1538461538461537,0,0,8.4328273244781755,12.138709677419351,12.138709677419351,12.138709677419351,12.138709677419351,12.138709677419351,12.138709677419351,12.138709677419351,12.138709677419351,2,0.66725819577813505,0,null,null,null,3,1,3600,12.138709677419351,0,0,3.1538461538461537,0,0,8.4328273244781755,12.138709677419351,12.138709677419351,12.138709677419351,12.138709677419351,12.138709677419351,12.138709677419351,12.138709677419351,12.138709677419351,0,0.66725819577813505,0,null,null,null,3,1,3600,12.138709677419351,0,0,3.1538461538461537,0,0,8.4328273244781755,12.138709677419351,12.138709677419351,12.138709677419351,12.138709677419351,12.138709677419351,12.138709677419351,12.138709677419351,12.138709677419351,2,0.66725819577813505,0,null,null,null,3,1,3600,12.138709677419351,0,0,3.1538461538461537,0,0,8.4328273244781755,12.138709677419351,12.138709677419351,12.138709677419351,12.138709677419351,12.138709677419351,12.138709677419351,12.138709677419351,12.138709677419351,0,0.66725819577813505,0,null,null,null,3,1,3600,12.138709677419351,0,0,3.1538461538461537,0,0,8.4328273244781755,12.138709677419351,12.138709677419351,12.138709677419351,12.138709677419351,12.138709677419351,12.138709677419351,12.138709677419351,12.138709677419351,2,0.66725819577813505,0,null,null,null,3,1,3600,12.138709677419351,0,0,3.1538461538461537,0,0,8.4328273244781755,12.138709677419351,12.138709677419351,12.138709677419351,12.138709677419351,12.138709677419351,12.138709677419351,12.138709677419351,12.138709677419351,0,0.66725819577813505,0,null,null,null,3,1,3600,12.138709677419351,0,0,3.1538461538461537,0,0,8.4328273244781755,12.138709677419351,12.138709677419351,12.138709677419351,12.138709677419351,12.138709677419351,12.138709677419351,12.138709677419351,12.138709677419351,2,0.66725819577813505,0,null,null,null,3,1,3600,12.138709677419351,0,0,3.1538461538461537,0,0,8.4328273244781755,12.138709677419351,12.138709677419351,12.138709677419351,12.138709677419351,12.138709677419351,12.138709677419351,12.138709677419351,12.138709677419351,0,0.66725819577813505,0]
[null,"Tmax Dia",2,7200,10.993548387096775,0,0,3.1538461538461537,0,0,7.2876660341555981,10.993548387096775,10.993548387096775,10.993548387096775,10.993548387096775,10.993548387096775,10.993548387096775,10.993548387096775,10.993548387096775,2,0.66997606433476342,0,null,null,null,"Tmax Dia",2,7200,10.993548387096775,0,0,3.1538461538461537,0,0,7.2876660341555981,10.993548387096775,10.993548387096775,10.993548387096775,10.993548387096775,10.993548387096775,10.993548387096775,10.993548387096775,10.993548387096775,0,0.66997606433476342,0,null,null,null,"Tmax Dia",2,7200,10.993548387096775,0,0,3.1538461538461537,0,0,7.2876660341555981,10.993548387096775,10.993548387096775,10.993548387096775,10.993548387096775,10.993548387096775,10.993548387096775,10.993548387096775,10.993548387096775,2,0.66725819577813505,0,null,null,null,"Tmax Dia",2,7200,10.993548387096775,0,0,3.1538461538461537,0,0,7.2876660341555981,10.993548387096775,10.993548387096775,10.993548387096775,10.993548387096775,10.993548387096775,10.993548387096775,10.993548387096775,10.993548387096775,0,0.66725819577813505,0,null,null,null,"Tmax Dia",2,7200,10.993548387096775,0,0,3.1538461538461537,0,0,7.2876660341555981,10.993548387096775,10.993548387096775,10.993548387096775,10.993548387096775,10.993548387096775,10.993548387096775,10.993548387096775,10.993548387096775,2,0.66725819577813505,0,null,null,null,"Tmax Dia",2,7200,10.993548387096775,0,0,3.1538461538461537,0,0,7.2876660341555981,10.993548387096775,10.993548387096775,10.993548387096775,10.993548387096775,10.993548387096775,10.993548387096775,10.993548387096775,10.993548387096775,0,0.66725819577813505,0,null,null,null,"Tmax Dia",2,7200,10.993548387096775,0,0,3.1538461538461537,0,0,7.2876660341555981,10.993548387096775,10.993548387096775,10.993548387096775,10.993548387096775,10.993548387096775,10.993548387096775,10.993548387096775,10.993548387096775,2,0.66725819577813505,0,null,null,null,"Tmax Dia",2,7200,10.993548387096775,0,0,3.1538461538461537,0,0,7.2876660341555981,10.993548387096775,10.993548387096775,10.993548387096775,10.993548387096775,10.993548387096775,10.993548387096775,10.993548387096775,10.993548387096775,0,0.66725819577813505,0,null,null,null,"Tmax Dia",2,7200,10.993548387096775,0,0,3.1538461538461537,0,0,7.2876660341555981,10.993548387096775,10.993548387096775,10.993548387096775,10.993548387096775,10.993548387096775,10.993548387096775,10.993548387096775,10.993548387096775,2,0.66725819577813505,0,null,null,null,"Tmax Dia",2,7200,10.993548387096775,0,0,3.1538461538461537,0,0,7.2876660341555981,10.993548387096775,10.993548387096775,10.993548387096775,10.993548387096775,10.993548387096775,10.993548387096775,10.993548387096775,10.993548387096775,0,0.66725819577813505,0]
[null,25.789633064516128,3,10800,10.209677419354842,0,0,3.1538461538461537,0,0,6.503795066413665,10.209677419354842,10.209677419354842,10.209677419354842,10.209677419354842,10.209677419354842,10.209677419354842,10.209677419354842,10.209677419354842,2,0.66997606433476342,0,null,null,null,25.789633064516128,3,10800,10.209677419354842,0,0,3.1538461538461537,0,0,6.503795066413665,10.209677419354842,10.209677419354842,10.209677419354842,10.209677419354842,10.209677419354842,10.209677419354842,10.209677419354842,10.209677419354842,0,0.66997606433476342,0,null,null,null,25.789633064516128,3,10800,10.209677419354842,0,0,3.1538461538461537,0,0,6.503795066413665,10.209677419354842,10.209677419354842,10.209677419354842,10.209677419354842,10.209677419354842,10.209677419354842,10.209677419354842,10.209677419354842,2,0.66725819577813505,0,null,null,null,25.789633064516128,3,10800,10.209677419354842,0,0,3.1538461538461537,0,0,6.503795066413665,10.209677419354842,10.209677419354842,10.209677419354842,10.209677419354842,10.209677419354842,10.209677419354842,10.209677419354842,10.209677419354842,0,0.66725819577813505,0,null,null,null,25.789633064516128,3,10800,10.209677419354842,0,0,3.1538461538461537,0,0,6.503795066413665,10.209677419354842,10.209677419354842,10.209677419354842,10.209677419354842,10.209677419354842,10.209677419354842,10.209677419354842,10.209677419354842,2,0.66725819577813505,0,null,null,null,25.789633064516128,3,10800,10.209677419354842,0,0,3.1538461538461537,0,0,6.503795066413665,10.209677419354842,10.209677419354842,10.209677419354842,10.209677419354842,10.209677419354842,10.209677419354842,10.209677419354842,10.209677419354842,0,0.66725819577813505,0,null,null,null,25.789633064516128,3,10800,10.209677419354842,0,0,3.1538461538461537,0,0,6.503795066413665,10.209677419354842,10.209677419354842,10.209677419354842,10.209677419354842,10.209677419354842,10.209677419354842,10.209677419354842,10.209677419354842,2,0.66725819577813505,0,null,null,null,25.789633064516128,3,10800,10.209677419354842,0,0,3.1538461538461537,0,0,6.503795066413665,10.209677419354842,10.209677419354842,10.209677419354842,10.209677419354842,10.209677419354842,10.209677419354842,10.209677419354842,10.209677419354842,0,0.66725819577813505,0,null,null,null,25.789633064516128,3,10800,10.209677419354842,0,0,3.1538461538461537,0,0,6.503795066413665,10.209677419354842,10.209677419354842,10.209677419354842,10.209677419354842,10.209677419354842,10.209677419354842,10.209677419354842,10.209677419354842,2,0.66725819577813505,0,null,null,null,25.789633064516128,3,10800,10.209677419354842,0,0,3.1538461538461537,0,0,6.503795066413665,10.209677419354842,10.209677419354842,10.209677419354842,10.209677419354842,10.209677419354842,10.209677419354842,10.209677419354842,10.209677419354842,0,0.66725819577813505,0]
[null,"Tmin Dia",4,14400,9.5161290322580623,0,0,3.1538461538461537,0,0,5.8102466793168857,9.5161290322580623,9.5161290322580623,9.5161290322580623,9.5161290322580623,9.5161290322580623,9.5161290322580623,9.5161290322580623,9.5161290322580623,2,0.66997606433476342,0,null,null,null,"Tmin Dia",4,14400,9.5161290322580623,0,0,3.1538461538461537,0,0,5.8102466793168857,9.5161290322580623,9.5161290322580623,9.5161290322580623,9.5161290322580623,9.5161290322580623,9.5161290322580623,9.5161290322580623,9.5161290322580623,0,0.66997606433476342,0,null,null,null,"Tmin Dia",4,14400,9.5161290322580623,0,0,3.1538461538461537,0,0,5.8102466793168857,9.5161290322580623,9.5161290322580623,9.5161290322580623,9.5161290322580623,9.5161290322580623,9.5161290322580623,9.5161290322580623,9.5161290322580623,2,0.66725819577813505,0,null,null,null,"Tmin Dia",4,14400,9.5161290322580623,0,0,3.1538461538461537,0,0,5.8102466793168857,9.5161290322580623,9.5161290322580623,9.5161290322580623,9.5161290322580623,9.5161290322580623,9.5161290322580623,9.5161290322580623,9.5161290322580623,0,0.66725819577813505,0,null,null,null,"Tmin Dia",4,14400,9.5161290322580623,0,0,3.1538461538461537,0,0,5.8102466793168857,9.5161290322580623,9.5161290322580623,9.5161290322580623,9.5161290322580623,9.5161290322580623,9.5161290322580623,9.5161290322580623,9.5161290322580623,2,0.66725819577813505,0,null,null,null,"Tmin Dia",4,14400,9.5161290322580623,0,0,3.1538461538461537,0,0,5.8102466793168857,9.5161290322580623,9.5161290322580623,9.5161290322580623,9.5161290322580623,9.5161290322580623,9.5161290322580623,9.5161290322580623,9.5161290322580623,0,0.66725819577813505,0,null,null,null,"Tmin Dia",4,14400,9.5161290322580623,0,0,3.1538461538461537,0,0,5.8102466793168857,9.5161290322580623,9.5161290322580623,9.5161290322580623,9.5161290322580623,9.5161290322580623,9.5161290322580623,9.5161290322580623,9.5161290322580623,2,0.66725819577813505,0,null,null,null,"Tmin Dia",4,14400,9.5161290322580623,0,0,3.1538461538461537,0,0,5.8102466793168857,9.5161290322580623,9.5161290322580623,9.5161290322580623,9.5161290322580623,9.5161290322580623,9.5161290322580623,9.5161290322580623,9.5161290322580623,0,0.66725819577813505,0,null,null,null,"Tmin Dia",4,14400,9.5161290322580623,0,0,3.1538461538461537,0,0,5.8102466793168857,9.5161290322580623,9.5161290322580623,9.5161290322580623,9.5161290322580623,9.5161290322580623,9.5161290322580623,9.5161290322580623,9.5161290322580623,2,0.66725819577813505,0,null,null,null,"Tmin Dia",4,14400,9.5161290322580623,0,0,3.1538461538461537,0,0,5.8102466793168857,9.5161290322580623,9.5161290322580623,9.5161290322580623,9.5161290322580623,9.5161290322580623,9.5161290322580623,9.5161290322580623,9.5161290322580623,0,0.66725819577813505,0]
[null,20.789633064516128,5,18000,9.6419354838709701,2.0210319146910121,0,3.1538461538461537,0,0,5.9511511701454802,9.6578475998951028,9.6582676152726581,9.6562961237184304,9.6515029055311707,9.6482808556331747,9.6515029055311707,9.6562961237184304,9.6582676152726581,2,0.66997606433476342,0.55555555555555558,null,null,null,20.789633064516128,5,18000,9.6419354838709701,2.0210319146910121,0,3.1538461538461537,0,0,5.9511511701454802,9.6578475998951028,9.6582676152726581,9.6562961237184304,9.6515029055311707,9.6482808556331747,9.6515029055311707,9.6562961237184304,9.6582676152726581,0,0.66997606433476342,0.55555555555555558,null,null,null,20.789633064516128,5,18000,9.6419354838709701,2.0210319146910121,0,3.1538461538461537,0,0,5.9589289479232574,9.6578475998951028,9.6582676152726581,9.6562961237184304,9.6515029055311707,9.6482808556331747,9.6515029055311707,9.6562961237184304,9.6582676152726581,2,0.66725819577813505,0.55555555555555558,null,null,null,20.789633064516128,5,18000,9.6419354838709701,2.0210319146910121,0,3.1538461538461537,0,0,5.9589289479232574,9.6578475998951028,9.6582676152726581,9.6562961237184304,9.6515029055311707,9.6482808556331747,9.6515029055311707,9.6562961237184304,9.6582676152726581,0,0.66725819577813505,0.55555555555555558,null,null,null,20.789633064516128,5,18000,9.6419354838709701,2.0210319146910121,0,3.1538461538461537,0,0,5.9589289479232574,9.6578475998951028,9.6582676152726581,9.6562961237184304,9.6515029055311707,9.6482808556331747,9.6515029055311707,9.6562961237184304,9.6582676152726581,2,0.66725819577813505,0.55555555555555558,null,null,null,20.789633064516128,5,18000,9.6419354838709701,2.0210319146910121,0,3.1538461538461537,0,0,5.9589289479232574,9.6578475998951028,9.6582676152726581,9.6562961237184304,9.6515029055311707,9.6482808556331747,9.6515029055311707,9.6562961237184304,9.6582676152726581,0,0.66725819577813505,0.55555555555555558,null,null,null,20.789633064516128,5,18000,9.6419354838709701,2.0210319146910121,0,3.1538461538461537,0,0,5.9589289479232574,9.6578475998951028,9.6582676152726581,9.6562961237184304,9.6515029055311707,9.6482808556331747,9.6515029055311707,9.6562961237184304,9.6582676152726581,2,0.66725819577813505,0.55555555555555558,null,null,null,20.789633064516128,5,18000,9.6419354838709701,2.0210319146910121,0,3.1538461538461537,0,0,5.9589289479232574,9.6578475998951028,9.6582676152726581,9.6562961237184304,9.6515029055311707,9.6482808556331747,9.6515029055311707,9.6562961237184304,9.6582676152726581,0,0.66725819577813505,0.55555555555555558,null,null,null,20.789633064516128,5,18000,9.6419354838709701,2.0210319146910121,0,3.1538461538461537,0,0,5.9589289479232574,9.6578475998951028,9.6582676152726581,9.6562961237184304,9.6515029055311707,9.6482808556331747,9.6515029055311707,9.6562961237184304,9.6582676152726581,2,0.66725819577813505,0.55555555555555558,null,null,null,20.789633064516128,5,18000,9.6419354838709701,2.0210319146910121,0,3.1538461538461537,0,0,5.9589289479232574,9.6578475998951028,9.6582676152726581,9.6562961237184304,9.6515029055311707,9.6482808556331747,9.6515029055311707,9.6562961237184304,9.6582676152726581,0,0.66725819577813505,0.55555555555555558]
[null,"Tmax Noche",6,21600,10.516129032258066,164.8631935656143,0,2.523076923076923,0,0,8.3025173940543979,12.088862048320776,12.130375826283053,11.935516144923202,11.46176064409217,11.143297389657871,11.46176064409217,11.935516144923202,12.130375826283053,2,0.66997606433476342,54.910394265232974,null,null,null,"Tmax Noche",6,21600,10.516129032258066,164.8631935656143,0,2.523076923076923,0,0,8.3025173940543979,12.088862048320776,12.130375826283053,11.935516144923202,11.46176064409217,11.143297389657871,11.46176064409217,11.935516144923202,12.130375826283053,0,0.66997606433476342,54.910394265232974,null,null,null,"Tmax Noche",6,21600,10.516129032258066,164.8631935656143,0,2.523076923076923,0,0,9.0712629137676579,12.088862048320776,12.130375826283053,11.935516144923202,11.46176064409217,11.143297389657871,11.46176064409217,11.935516144923202,12.130375826283053,2,0.66725819577813505,54.910394265232974,null,null,null,"Tmax Noche",6,21600,10.516129032258066,164.8631935656143,0,2.523076923076923,0,0,9.0712629137676579,12.088862048320776,12.130375826283053,11.935516144923202,11.46176064409217,11.143297389657871,11.46176064409217,11.935516144923202,12.130375826283053,0,0.66725819577813505,54.910394265232974,null,null,null,"Tmax Noche",6,21600,10.516129032258066,164.8631935656143,14.898808741312708,2.523076923076923,0,0,9.0712629137676579,12.088862048320776,12.130375826283053,11.935516144923202,11.46176064409217,11.143297389657871,11.46176064409217,11.935516144923202,12.130375826283053,2,0.66725819577813505,54.910394265232974,null,null,null,"Tmax Noche",6,21600,10.516129032258066,164.8631935656143,14.898808741312708,2.523076923076923,0,0,9.0712629137676579,12.088862048320776,12.130375826283053,11.935516144923202,11.46176064409217,11.143297389657871,11.46176064409217,11.935516144923202,12.130375826283053,0,0.66725819577813505,54.910394265232974,null,null,null,"Tmax Noche",6,21600,10.516129032258066,164.8631935656143,0,2.523076923076923,0,0,9.0712629137676579,12.088862048320776,12.130375826283053,11.935516144923202,11.46176064409217,11.143297389657871,11.46176064409217,11.935516144923202,12.130375826283053,2,0.66725819577813505,54.910394265232974,null,null,null,"Tmax Noche",6,21600,10.516129032258066,164.8631935656143,0,2.523076923076923,0,0,9.0712629137676579,12.088862048320776,12.130375826283053,11.935516144923202,11.46176064409217,11.143297389657871,11.46176064409217,11.935516144923202,12.130375826283053,0,0.66725819577813505,54.910394265232974,null,null,null,"Tmax Noche",6,21600,10.516129032258066,164.8631935656143,0,2.523076923076923,0,0,9.0712629137676579,12.088862048320776,12.130375826283053,11.935516144923202,11.46176064409217,11.143297389657871,11.46176064409217,11.935516144923202,12.130375826283053,2,0.66725819577813505,54.910394265232974,null,null,null,"Tmax Noche",6,21600,10.516129032258066,164.8631935656143,0,2.523076923076923,0,0,9.0712629137676579,12.088862048320776,12.130375826283053,11.935516144923202,11.46176064409217,11.143297389657871,11.46176064409217,11.935516144923202,12.130375826283053,0,0.66725819577813505,54.910394265232974]
[null,25.789633064516128,7,25200,12.519354838709679,424.0191220363206,259.65175750601844,3.0276923076923077,0,0,14.794000632511068,18.822349313494943,18.988722824098005,18.207789580867495,16.309134008917539,15.032838469483472,16.309134008917539,18.207789580867495,18.988722824098005,1,0.66997606433476342,220.06272401433688,null,null,null,25.789633064516128,7,25200,12.519354838709679,424.0191220363206,259.65175750601844,3.0276923076923077,0,0,14.794000632511068,18.822349313494943,18.988722824098005,18.207789580867495,16.309134008917539,15.032838469483472,16.309134008917539,18.207789580867495,18.988722824098005,0,0.66997606433476342,220.06272401433688,null,null,null,25.789633064516128,7,25200,12.519354838709679,424.0191220363206,259.65175750601844,3.0276923076923077,0,0,17.874878768711785,18.822349313494943,18.988722824098005,18.207789580867495,16.309134008917539,15.032838469483472,16.309134008917539,18.207789580867495,18.988722824098005,1,0.66725819577813505,220.06272401433688,null,null,null,25.789633064516128,7,25200,12.519354838709679,424.0191220363206,259.65175750601844,3.0276923076923077,0,0,17.874878768711785,18.822349313494943,18.988722824098005,18.207789580867495,16.309134008917539,15.032838469483472,16.309134008917539,18.207789580867495,18.988722824098005,0,0.66725819577813505,220.06272401433688,null,null,null,25.789633064516128,7,25200,12.519354838709679,424.0191220363206,152.1049388945996,3.0276923076923077,0,0,17.874878768711785,18.822349313494943,18.988722824098005,18.207789580867495,16.309134008917539,15.032838469483472,16.309134008917539,18.207789580867495,18.988722824098005,1,0.66725819577813505,220.06272401433688,null,null,null,25.789633064516128,7,25200,12.519354838709679,424.0191220363206,152.1049388945996,3.0276923076923077,0,0,17.874878768711785,18.822349313494943,18.988722824098005,18.207789580867495,16.309134008917539,15.032838469483472,16.309134008917539,18.207789580867495,18.988722824098005,0,0.66725819577813505,220.06272401433688,null,null,null,25.789633064516128,7,25200,12.519354838709679,424.0191220363206,0,3.0276923076923077,0,0,17.874878768711785,18.822349313494943,18.988722824098005,18.207789580867495,16.309134008917539,15.032838469483472,16.309134008917539,18.207789580867495,18.988722824098005,1,0.66725819577813505,220.06272401433688,null,null,null,25.789633064516128,7,25200,12.519354838709679,424.0191220363206,0,3.0276923076923077,0,0,17.874878768711785,18.822349313494943,18.988722824098005,18.207789580867495,16.309134008917539,15.032838469483472,16.309134008917539,18.207789580867495,18.988722824098005,0,0.66725819577813505,220.06272401433688,null,null,null,25.789633064516128,7,25200,12.519354838709679,424.0191220363206,259.65175750601844,3.0276923076923077,0,0,17.874878768711785,18.822349313494943,18.988722824098005,18.207789580867495,16.309134008917539,15.032838469483472,16.309134008917539,18.207789580867495,18.988722824098005,1,0.66725819577813505,220.06272401433688,null,null,null,25.789633064516128,7,25200,12.519354838709679,424.0191220363206,259.65175750601844,3.0276923076923077,0,0,17.874878768711785,18.822349313494943,18.988722824098005,18.207789580867495,16.309134008917539,15.032838469483472,16.309134008917539,18.207789580867495,18.988722824098005,0,0.66725819577813505,220.06272401433688]
[null,"Tmin Noche",8,28800,15.351612903225806,599.98142529736924,514.71142543111239,1.5138461538461538,0,0,21.732925363693859,25.982702936575286,26.263320629873498,24.946141683892897,21.743730765008454,19.591037653319166,21.743730765008454,24.946141683892897,26.263320629873494,1,0.66997606433476342,371.17383512544791,null,null,null,"Tmin Noche",8,28800,15.351612903225806,599.98142529736924,514.71142543111239,1.5138461538461538,0,0,21.732925363693859,25.982702936575286,26.263320629873498,24.946141683892897,21.743730765008454,19.591037653319166,21.743730765008454,24.946141683892897,26.263320629873494,0,0.66997606433476342,371.17383512544791,null,null,null,"Tmin Noche",8,28800,15.351612903225806,599.98142529736924,514.71142543111239,1.5138461538461538,0,0,26.929359055450131,25.982702936575286,26.263320629873498,24.946141683892897,21.743730765008454,19.591037653319166,21.743730765008454,24.946141683892897,26.263320629873494,1,0.66725819577813505,371.17383512544791,null,null,null,"Tmin Noche",8,28800,15.351612903225806,599.98142529736924,514.71142543111239,1.5138461538461538,0,0,26.929359055450131,25.982702936575286,26.263320629873498,24.946141683892897,21.743730765008454,19.591037653319166,21.743730765008454,24.946141683892897,26.263320629873494,0,0.66725819577813505,371.17383512544791,null,null,null,"Tmin Noche",8,28800,15.351612903225806,599.98142529736924,301.51981509979544,1.5138461538461538,0,0,26.929359055450131,25.982702936575286,26.263320629873498,24.946141683892897,21.743730765008454,19.591037653319166,21.743730765008454,24.946141683892897,26.263320629873494,1,0.66725819577813505,371.17383512544791,null,null,null,"Tmin Noche",8,28800,15.351612903225806,599.98142529736924,301.51981509979544,1.5138461538461538,0,0,26.929359055450131,25.982702936575286,26.263320629873498,24.946141683892897,21.743730765008454,19.591037653319166,21.743730765008454,24.946141683892897,26.263320629873494,0,0.66725819577813505,371.17383512544791,null,null,null,"Tmin Noche",8,28800,15.351612903225806,599.98142529736924,0,1.5138461538461538,0,0,26.929359055450131,25.982702936575286,26.263320629873498,24.946141683892897,21.743730765008454,19.591037653319166,21.743730765008454,24.946141683892897,26.263320629873494,1,0.66725819577813505,371.17383512544791,null,null,null,"Tmin Noche",8,28800,15.351612903225806,599.98142529736924,0,1.5138461538461538,0,0,26.929359055450131,25.982702936575286,26.263320629873498,24.946141683892897,21.743730765008454,19.591037653319166,21.743730765008454,24.946141683892897,26.263320629873494,0,0.66725819577813505,371.17383512544791,null,null,null,"Tmin Noche",8,28800,15.351612903225806,599.98142529736924,514.71142543111227,1.5138461538461538,0,0,26.929359055450131,25.982702936575286,26.263320629873498,24.946141683892897,21.743730765008454,19.591037653319166,21.743730765008454,24.946141683892897,26.263320629873494,1,0.66725819577813505,371.17383512544791,null,null,null,"Tmin Noche",8,28800,15.351612903225806,599.98142529736924,514.71142543111227,1.5138461538461538,0,0,26.929359055450131,25.982702936575286,26.263320629873498,24.946141683892897,21.743730765008454,19.591037653319166,21.743730765008454,24.946141683892897,26.263320629873494,0,0.66725819577813505,371.17383512544791]
[null,18.789633064516128,9,32400,18.248387096774191,716.10793121527104,725.72677261609044,0.94615384615384612,0,0,27.81075901328273,32.232057317595476,32.601169541168034,30.868610044011895,26.656298977060253,23.824740739281662,26.656298977060253,30.868610044011895,32.601169541168034,1,0.66997606433476342,488.22580645161293,null,null,null,18.789633064516128,9,32400,18.248387096774191,716.10793121527104,725.72677261609044,0.94615384615384612,0,0,27.81075901328273,32.232057317595476,32.601169541168034,30.868610044011895,26.656298977060253,23.824740739281662,26.656298977060253,30.868610044011895,32.601169541168034,0,0.66997606433476342,488.22580645161293,null,null,null,18.789633064516128,9,32400,18.248387096774191,716.10793121527104,725.72677261609044,0.94615384615384612,0,0,34.645920303605315,32.232057317595476,32.601169541168034,30.868610044011895,26.656298977060253,23.824740739281662,26.656298977060253,30.868610044011895,32.601169541168034,1,0.66725819577813505,488.22580645161293,null,null,null,18.789633064516128,9,32400,18.248387096774191,716.10793121527104,725.72677261609044,0.94615384615384612,0,0,34.645920303605315,32.232057317595476,32.601169541168034,30.868610044011895,26.656298977060253,23.824740739281662,26.656298977060253,30.868610044011895,32.601169541168034,0,0.66725819577813505,488.22580645161293,null,null,null,18.789633064516128,9,32400,18.248387096774191,716.10793121527104,425.13336887537446,0.94615384615384612,0,0,34.645920303605315,32.232057317595476,32.601169541168034,30.868610044011895,26.656298977060253,23.824740739281662,26.656298977060253,30.868610044011895,32.601169541168034,1,0.66725819577813505,488.22580645161293,null,null,null,18.789633064516128,9,32400,18.248387096774191,716.10793121527104,425.13336887537446,0.94615384615384612,0,0,34.645920303605315,32.232057317595476,32.601169541168034,30.868610044011895,26.656298977060253,23.824740739281662,26.656298977060253,30.868610044011895,32.601169541168034,0,0.66725819577813505,488.22580645161293,null,null,null,18.789633064516128,9,32400,18.248387096774191,716.10793121527104,0,0.94615384615384612,0,0,34.645920303605315,32.232057317595476,32.601169541168034,30.868610044011895,26.656298977060253,23.824740739281662,26.656298977060253,30.868610044011895,32.601169541168034,1,0.66725819577813505,488.22580645161293,null,null,null,18.789633064516128,9,32400,18.248387096774191,716.10793121527104,0,0.94615384615384612,0,0,34.645920303605315,32.232057317595476,32.601169541168034,30.868610044011895,26.656298977060253,23.824740739281662,26.656298977060253,30.868610044011895,32.601169541168034,0,0.66725819577813505,488.22580645161293,null,null,null,18.789633064516128,9,32400,18.248387096774191,716.10793121527104,725.72677261609033,0.94615384615384612,0,0,34.645920303605315,32.232057317595476,32.601169541168034,30.868610044011895,26.656298977060253,23.824740739281662,26.656298977060253,30.868610044011895,32.601169541168034,1,0.66725819577813505,488.22580645161293,null,null,null,18.789633064516128,9,32400,18.248387096774191,716.10793121527104,725.72677261609033,0.94615384615384612,0,0,34.645920303605315,32.232057317595476,32.601169541168034,30.868610044011895,26.656298977060253,23.824740739281662,26.656298977060253,30.868610044011895,32.601169541168034,0,0.66725819577813505,488.22580645161293]
[null,"Tsuelo",10,36000,21.396774193548392,819.18055886451202,984.6058227407043,0.94615384615384612,0,0,34.572204301075281,39.188316437757805,39.657941050956069,37.453590905572753,32.094231802421696,28.491616236633689,32.094231802421696,37.453590905572753,39.657941050956069,1,3.669976064334763,621.17383512544825,null,null,null,"Tsuelo",10,36000,21.396774193548392,819.18055886451202,984.6058227407043,0.94615384615384612,0,0,34.572204301075281,39.188316437757805,39.657941050956069,37.453590905572753,32.094231802421696,28.491616236633689,32.094231802421696,37.453590905572753,39.657941050956069,0,3.669976064334763,621.17383512544825,null,null,null,"Tsuelo",10,36000,21.396774193548392,819.18055886451202,984.6058227407043,0.94615384615384612,0,0,43.268637992831557,39.188316437757805,39.657941050956069,37.453590905572753,32.094231802421696,28.491616236633689,32.094231802421696,37.453590905572753,39.657941050956069,1,3.6672581957781349,621.17383512544825,null,null,null,"Tsuelo",10,36000,21.396774193548392,819.18055886451202,984.6058227407043,0.94615384615384612,0,0,43.268637992831557,39.188316437757805,39.657941050956069,37.453590905572753,32.094231802421696,28.491616236633689,32.094231802421696,37.453590905572753,39.657941050956069,0,3.6672581957781349,621.17383512544825,null,null,null,"Tsuelo",10,36000,21.396774193548392,819.18055886451202,576.78565299050774,0.94615384615384612,0,0,43.268637992831557,39.188316437757805,39.657941050956069,37.453590905572753,32.094231802421696,28.491616236633689,32.094231802421696,37.453590905572753,39.657941050956069,1,3.6672581957781349,621.17383512544825,null,null,null,"Tsuelo",10,36000,21.396774193548392,819.18055886451202,576.78565299050774,0.94615384615384612,0,0,43.268637992831557,39.188316437757805,39.657941050956069,37.453590905572753,32.094231802421696,28.491616236633689,32.094231802421696,37.453590905572753,39.657941050956069,0,3.6672581957781349,621.17383512544825,null,null,null,"Tsuelo",10,36000,21.396774193548392,819.18055886451202,0,0.94615384615384612,0,0,43.268637992831557,39.188316437757805,39.657941050956069,37.453590905572753,32.094231802421696,28.491616236633689,32.094231802421696,37.453590905572753,39.657941050956069,1,3.6672581957781349,621.17383512544825,null,null,null,"Tsuelo",10,36000,21.396774193548392,819.18055886451202,0,0.94615384615384612,0,0,43.268637992831557,39.188316437757805,39.657941050956069,37.453590905572753,32.094231802421696,28.491616236633689,32.094231802421696,37.453590905572753,39.657941050956069,0,3.6672581957781349,621.17383512544825,null,null,null,"Tsuelo",10,36000,21.396774193548392,819.18055886451202,984.60582274070407,0.94615384615384612,0,0,43.268637992831557,39.188316437757805,39.657941050956069,37.453590905572753,32.094231802421696,28.491616236633689,32.094231802421696,37.453590905572753,39.657941050956069,1,3.6672581957781349,621.17383512544825,null,null,null,"Tsuelo",10,36000,21.396774193548392,819.18055886451202,984.60582274070407,0.94615384615384612,0,0,43.268637992831557,39.188316437757805,39.657941050956069,37.453590905572753,32.094231802421696,28.491616236633689,32.094231802421696,37.453590905572753,39.657941050956069,0,3.6672581957781349,621.17383512544825]
[null,17.214247311827954,11,39600,22.93548387096774,903.9976359400697,973.74376469351705,0.94615384615384612,0,0,36.614506641366219,41.257772178691788,41.741406337064006,39.471297408871919,33.952061286184531,30.241974765734298,33.952061286184531,39.471297408871919,41.741406337063999,1,3.669976064334763,639.70430107526886,null,null,null,17.214247311827954,11,39600,22.93548387096774,903.9976359400697,973.74376469351705,0.94615384615384612,0,0,36.614506641366219,41.257772178691788,41.741406337064006,39.471297408871919,33.952061286184531,30.241974765734298,33.952061286184531,39.471297408871919,41.741406337063999,0,3.669976064334763,639.70430107526886,null,null,null,17.214247311827954,11,39600,22.93548387096774,903.9976359400697,973.74376469351705,0.94615384615384612,0,0,45.570366856419994,41.257772178691788,41.741406337064006,39.471297408871919,33.952061286184531,30.241974765734298,33.952061286184531,39.471297408871919,41.741406337063999,1,3.6672581957781349,639.70430107526886,null,null,null,17.214247311827954,11,39600,22.93548387096774,903.9976359400697,973.74376469351705,0.94615384615384612,0,0,45.570366856419994,41.257772178691788,41.741406337064006,39.471297408871919,33.952061286184531,30.241974765734298,33.952061286184531,39.471297408871919,41.741406337063999,0,3.6672581957781349,639.70430107526886,null,null,null,17.214247311827954,11,39600,22.93548387096774,903.9976359400697,570.42262009057163,0.94615384615384612,0,0,45.570366856419994,41.257772178691788,41.741406337064006,39.471297408871919,33.952061286184531,30.241974765734298,33.952061286184531,39.471297408871919,41.741406337063999,1,3.6672581957781349,639.70430107526886,null,null,null,17.214247311827954,11,39600,22.93548387096774,903.9976359400697,570.42262009057163,0.94615384615384612,0,0,45.570366856419994,41.257772178691788,41.741406337064006,39.471297408871919,33.952061286184531,30.241974765734298,33.952061286184531,39.471297408871919,41.741406337063999,0,3.6672581957781349,639.70430107526886,null,null,null,17.214247311827954,11,39600,22.93548387096774,903.9976359400697,0,0.94615384615384612,0,0,45.570366856419994,41.257772178691788,41.741406337064006,39.471297408871919,33.952061286184531,30.241974765734298,33.952061286184531,39.471297408871919,41.741406337063999,1,3.6672581957781349,639.70430107526886,null,null,null,17.214247311827954,11,39600,22.93548387096774,903.9976359400697,0,0.94615384615384612,0,0,45.570366856419994,41.257772178691788,41.741406337064006,39.471297408871919,33.952061286184531,30.241974765734298,33.952061286184531,39.471297408871919,41.741406337063999,0,3.6672581957781349,639.70430107526886,null,null,null,17.214247311827954,11,39600,22.93548387096774,903.9976359400697,973.74376469351682,0.94615384615384612,0,0,45.570366856419994,41.257772178691788,41.741406337064006,39.471297408871919,33.952061286184531,30.241974765734298,33.952061286184531,39.471297408871919,41.741406337063999,1,3.6672581957781349,639.70430107526886,null,null,null,17.214247311827954,11,39600,22.93548387096774,903.9976359400697,973.74376469351682,0.94615384615384612,0,0,45.570366856419994,41.257772178691788,41.741406337064006,39.471297408871919,33.952061286184531,30.241974765734298,33.952061286184531,39.471297408871919,41.741406337063999,0,3.6672581957781349,639.70430107526886]
[null,"Infil RAH",12,43200,24.274193548387093,816.16557682784207,948.75220024348562,0.94615384615384612,0,0,37.031992409867165,41.625586131606362,42.08359257750611,39.933776432372824,34.707003929079008,31.193514420953345,34.707003929079008,39.933776432372824,42.08359257750611,1,3.669976064334763,605.80645161290306,null,null,null,"Infil RAH",12,43200,24.274193548387093,816.16557682784207,948.75220024348562,0.94615384615384612,0,0,37.031992409867165,41.625586131606362,42.08359257750611,39.933776432372824,34.707003929079008,31.193514420953345,34.707003929079008,39.933776432372824,42.08359257750611,0,3.669976064334763,605.80645161290306,null,null,null,"Infil RAH",12,43200,24.274193548387093,816.16557682784207,948.75220024348562,0.94615384615384612,0,0,45.513282732447806,41.625586131606362,42.08359257750611,39.933776432372824,34.707003929079008,31.193514420953345,34.707003929079008,39.933776432372824,42.08359257750611,1,3.6672581957781349,605.80645161290306,null,null,null,"Infil RAH",12,43200,24.274193548387093,816.16557682784207,948.75220024348562,0.94615384615384612,0,0,45.513282732447806,41.625586131606362,42.08359257750611,39.933776432372824,34.707003929079008,31.193514420953345,34.707003929079008,39.933776432372824,42.08359257750611,0,3.6672581957781349,605.80645161290306,null,null,null,"Infil RAH",12,43200,24.274193548387093,816.16557682784207,0,0.94615384615384612,0,0,45.513282732447806,41.625586131606362,42.08359257750611,39.933776432372824,34.707003929079008,31.193514420953345,34.707003929079008,39.933776432372824,42.08359257750611,1,3.6672581957781349,605.80645161290306,null,null,null,"Infil RAH",12,43200,24.274193548387093,816.16557682784207,0,0.94615384615384612,0,0,45.513282732447806,41.625586131606362,42.08359257750611,39.933776432372824,34.707003929079008,31.193514420953345,34.707003929079008,39.933776432372824,42.08359257750611,0,3.6672581957781349,605.80645161290306,null,null,null,"Infil RAH",12,43200,24.274193548387093,816.16557682784207,0,0.94615384615384612,0,0,45.513282732447806,41.625586131606362,42.08359257750611,39.933776432372824,34.707003929079008,31.193514420953345,34.707003929079008,39.933776432372824,42.08359257750611,1,3.6672581957781349,605.80645161290306,null,null,null,"Infil RAH",12,43200,24.274193548387093,816.16557682784207,0,0.94615384615384612,0,0,45.513282732447806,41.625586131606362,42.08359257750611,39.933776432372824,34.707003929079008,31.193514420953345,34.707003929079008,39.933776432372824,42.08359257750611,0,3.6672581957781349,605.80645161290306,null,null,null,"Infil RAH",12,43200,24.274193548387093,816.16557682784207,948.7522002434855,0.94615384615384612,0,0,45.513282732447806,41.625586131606362,42.08359257750611,39.933776432372824,34.707003929079008,31.193514420953345,34.707003929079008,39.933776432372824,42.08359257750611,1,3.6672581957781349,605.80645161290306,null,null,null,"Infil RAH",12,43200,24.274193548387093,816.16557682784207,948.7522002434855,0.94615384615384612,0,0,45.513282732447806,41.625586131606362,42.08359257750611,39.933776432372824,34.707003929079008,31.193514420953345,34.707003929079008,39.933776432372824,42.08359257750611,0,3.6672581957781349,605.80645161290306]
[null,0.13223547412677508,13,46800,25.435483870967747,904.69340102545505,784.29799212663056,0.94615384615384612,0,0,37.030003162555346,41.560873579230822,41.986518517734062,39.988602617028974,35.131139844066404,31.865904083726743,35.131139844066404,39.988602617028974,41.986518517734055,1,3.669976064334763,563.00179211469515,null,null,null,0.13223547412677508,13,46800,25.435483870967747,904.69340102545505,784.29799212663056,0.94615384615384612,0,0,37.030003162555346,41.560873579230822,41.986518517734062,39.988602617028974,35.131139844066404,31.865904083726743,35.131139844066404,39.988602617028974,41.986518517734055,0,3.669976064334763,563.00179211469515,null,null,null,0.13495334268340339,13,46800,25.435483870967747,904.69340102545505,784.29799212663056,0.94615384615384612,0,0,44.912028252161079,41.560873579230822,41.986518517734062,39.988602617028974,35.131139844066404,31.865904083726743,35.131139844066404,39.988602617028974,41.986518517734055,1,3.6672581957781349,563.00179211469515,null,null,null,0.13495334268340339,13,46800,25.435483870967747,904.69340102545505,784.29799212663056,0.94615384615384612,0,0,44.912028252161079,41.560873579230822,41.986518517734062,39.988602617028974,35.131139844066404,31.865904083726743,35.131139844066404,39.988602617028974,41.986518517734055,0,3.6672581957781349,563.00179211469515,null,null,null,0.13495334268340339,13,46800,25.435483870967747,904.69340102545505,0,0.94615384615384612,0,0,44.912028252161079,41.560873579230822,41.986518517734062,39.988602617028974,35.131139844066404,31.865904083726743,35.131139844066404,39.988602617028974,41.986518517734055,1,3.6672581957781349,563.00179211469515,null,null,null,0.13495334268340339,13,46800,25.435483870967747,904.69340102545505,0,0.94615384615384612,0,0,44.912028252161079,41.560873579230822,41.986518517734062,39.988602617028974,35.131139844066404,31.865904083726743,35.131139844066404,39.988602617028974,41.986518517734055,0,3.6672581957781349,563.00179211469515,null,null,null,0.13495334268340339,13,46800,25.435483870967747,904.69340102545505,459.44460115897027,0.94615384615384612,0,0,44.912028252161079,41.560873579230822,41.986518517734062,39.988602617028974,35.131139844066404,31.865904083726743,35.131139844066404,39.988602617028974,41.986518517734055,1,3.6672581957781349,563.00179211469515,null,null,null,0.13495334268340339,13,46800,25.435483870967747,904.69340102545505,459.44460115897027,0.94615384615384612,0,0,44.912028252161079,41.560873579230822,41.986518517734062,39.988602617028974,35.131139844066404,31.865904083726743,35.131139844066404,39.988602617028974,41.986518517734055,0,3.6672581957781349,563.00179211469515,null,null,null,0.13495334268340339,13,46800,25.435483870967747,904.69340102545505,784.29799212663045,0.94615384615384612,0,0,44.912028252161079,41.560873579230822,41.986518517734062,39.988602617028974,35.131139844066404,31.865904083726743,35.131139844066404,39.988602617028974,41.986518517734055,1,3.6672581957781349,563.00179211469515,null,null,null,0.13495334268340339,13,46800,25.435483870967747,904.69340102545505,784.29799212663045,0.94615384615384612,0,0,44.912028252161079,41.560873579230822,41.986518517734062,39.988602617028974,35.131139844066404,31.865904083726743,35.131139844066404,39.988602617028974,41.986518517734055,0,3.6672581957781349,563.00179211469515]
[null,"Cat Mes",14,50400,25.980645161290322,816.29810351077265,676.16311343736345,0.94615384615384612,0,0,35.732716635041115,40.164243420543862,40.538632934102161,38.781302599514667,34.508767065339235,31.636725329648712,34.508767065339235,38.781302599514667,40.538632934102161,1,0.66997606433476342,495.20609318996418,null,null,null,"Cat Mes",14,50400,25.980645161290322,816.29810351077265,676.16311343736345,0.94615384615384612,0,0,35.732716635041115,40.164243420543862,40.538632934102161,38.781302599514667,34.508767065339235,31.636725329648712,34.508767065339235,38.781302599514667,40.538632934102161,0,0.66997606433476342,495.20609318996418,null,null,null,"Cat Mes",14,50400,25.980645161290322,816.29810351077265,676.16311343736345,0.94615384615384612,0,0,42.665601939700615,40.164243420543862,40.538632934102161,38.781302599514667,34.508767065339235,31.636725329648712,34.508767065339235,38.781302599514667,40.538632934102161,1,0.66725819577813505,495.20609318996418,null,null,null,"Cat Mes",14,50400,25.980645161290322,816.29810351077265,676.16311343736345,0.94615384615384612,0,0,42.665601939700615,40.164243420543862,40.538632934102161,38.781302599514667,34.508767065339235,31.636725329648712,34.508767065339235,38.781302599514667,40.538632934102161,0,0.66725819577813505,495.20609318996418,null,null,null,"Cat Mes",14,50400,25.980645161290322,816.29810351077265,0,0.94615384615384612,0,0,42.665601939700615,40.164243420543862,40.538632934102161,38.781302599514667,34.508767065339235,31.636725329648712,34.508767065339235,38.781302599514667,40.538632934102161,1,0.66725819577813505,495.20609318996418,null,null,null,"Cat Mes",14,50400,25.980645161290322,816.29810351077265,0,0.94615384615384612,0,0,42.665601939700615,40.164243420543862,40.538632934102161,38.781302599514667,34.508767065339235,31.636725329648712,34.508767065339235,38.781302599514667,40.538632934102161,0,0.66725819577813505,495.20609318996418,null,null,null,"Cat Mes",14,50400,25.980645161290322,816.29810351077265,396.09879802099351,0.94615384615384612,0,0,42.665601939700615,40.164243420543862,40.538632934102161,38.781302599514667,34.508767065339235,31.636725329648712,34.508767065339235,38.781302599514667,40.538632934102161,1,0.66725819577813505,495.20609318996418,null,null,null,"Cat Mes",14,50400,25.980645161290322,816.29810351077265,396.09879802099351,0.94615384615384612,0,0,42.665601939700615,40.164243420543862,40.538632934102161,38.781302599514667,34.508767065339235,31.636725329648712,34.508767065339235,38.781302599514667,40.538632934102161,0,0.66725819577813505,495.20609318996418,null,null,null,"Cat Mes",14,50400,25.980645161290322,816.29810351077265,676.16311343736334,0.94615384615384612,0,0,42.665601939700615,40.164243420543862,40.538632934102161,38.781302599514667,34.508767065339235,31.636725329648712,34.508767065339235,38.781302599514667,40.538632934102161,1,0.66725819577813505,495.20609318996418,null,null,null,"Cat Mes",14,50400,25.980645161290322,816.29810351077265,676.16311343736334,0.94615384615384612,0,0,42.665601939700615,40.164243420543862,40.538632934102161,38.781302599514667,34.508767065339235,31.636725329648712,34.508767065339235,38.781302599514667,40.538632934102161,0,0.66725819577813505,495.20609318996418]
[null,"v",15,54000,25.961290322580645,618.83334594424093,450.04685628434567,0.94615384615384612,0,0,31.767903225806446,35.986693358882484,36.251323370067283,35.009188296150853,31.989228908265304,29.959181566886876,31.989228908265304,35.009188296150853,36.251323370067276,1,0.66997606433476342,350.02688172043014,null,null,null,"v",15,54000,25.961290322580645,618.83334594424093,450.04685628434567,0.94615384615384612,0,0,31.767903225806446,35.986693358882484,36.251323370067283,35.009188296150853,31.989228908265304,29.959181566886876,31.989228908265304,35.009188296150853,36.251323370067276,0,0.66997606433476342,350.02688172043014,null,null,null,"v",15,54000,25.961290322580645,618.83334594424093,450.04685628434567,0.94615384615384612,0,0,36.668279569892476,35.986693358882484,36.251323370067283,35.009188296150853,31.989228908265304,29.959181566886876,31.989228908265304,35.009188296150853,36.251323370067276,1,0.66725819577813505,350.02688172043014,null,null,null,"v",15,54000,25.961290322580645,618.83334594424093,450.04685628434567,0.94615384615384612,0,0,36.668279569892476,35.986693358882484,36.251323370067283,35.009188296150853,31.989228908265304,29.959181566886876,31.989228908265304,35.009188296150853,36.251323370067276,0,0.66725819577813505,350.02688172043014,null,null,null,"v",15,54000,25.961290322580645,618.83334594424093,0,0.94615384615384612,0,0,36.668279569892476,35.986693358882484,36.251323370067283,35.009188296150853,31.989228908265304,29.959181566886876,31.989228908265304,35.009188296150853,36.251323370067276,1,0.66725819577813505,350.02688172043014,null,null,null,"v",15,54000,25.961290322580645,618.83334594424093,0,0.94615384615384612,0,0,36.668279569892476,35.986693358882484,36.251323370067283,35.009188296150853,31.989228908265304,29.959181566886876,31.989228908265304,35.009188296150853,36.251323370067276,0,0.66725819577813505,350.02688172043014,null,null,null,"v",15,54000,25.961290322580645,618.83334594424093,263.6390765552602,0.94615384615384612,0,0,36.668279569892476,35.986693358882484,36.251323370067283,35.009188296150853,31.989228908265304,29.959181566886876,31.989228908265304,35.009188296150853,36.251323370067276,1,0.66725819577813505,350.02688172043014,null,null,null,"v",15,54000,25.961290322580645,618.83334594424093,263.6390765552602,0.94615384615384612,0,0,36.668279569892476,35.986693358882484,36.251323370067283,35.009188296150853,31.989228908265304,29.959181566886876,31.989228908265304,35.009188296150853,36.251323370067276,0,0.66725819577813505,350.02688172043014,null,null,null,"v",15,54000,25.961290322580645,618.83334594424093,450.04685628434567,0.94615384615384612,0,0,36.668279569892476,35.986693358882484,36.251323370067283,35.009188296150853,31.989228908265304,29.959181566886876,31.989228908265304,35.009188296150853,36.251323370067276,1,0.66725819577813505,350.02688172043014,null,null,null,"v",15,54000,25.961290322580645,618.83334594424093,450.04685628434567,0.94615384615384612,0,0,36.668279569892476,35.986693358882484,36.251323370067283,35.009188296150853,31.989228908265304,29.959181566886876,31.989228908265304,35.009188296150853,36.251323370067276,0,0.66725819577813505,350.02688172043014]
[null,null,16,57600,24.693548387096779,449.62990351265108,178.64994658096276,1.1353846153846152,0,0,26.262969639468697,30.253293055335437,30.400047783141709,29.711202274444179,28.03643637782168,26.910641749752127,28.03643637782168,29.711202274444179,30.400047783141705,1,3.669976064334763,194.11290322580649,null,null,null,null,16,57600,24.693548387096779,449.62990351265108,178.64994658096276,1.1353846153846152,0,0,26.262969639468697,30.253293055335437,30.400047783141709,29.711202274444179,28.03643637782168,26.910641749752127,28.03643637782168,29.711202274444179,30.400047783141705,0,3.669976064334763,194.11290322580649,null,null,null,null,16,57600,24.693548387096779,449.62990351265108,178.64994658096276,1.1353846153846152,0,0,28.980550284629988,30.253293055335437,30.400047783141709,29.711202274444179,28.03643637782168,26.910641749752127,28.03643637782168,29.711202274444179,30.400047783141705,1,3.6672581957781349,194.11290322580649,null,null,null,null,16,57600,24.693548387096779,449.62990351265108,178.64994658096276,1.1353846153846152,0,0,28.980550284629988,30.253293055335437,30.400047783141709,29.711202274444179,28.03643637782168,26.910641749752127,28.03643637782168,29.711202274444179,30.400047783141705,0,3.6672581957781349,194.11290322580649,null,null,null,null,16,57600,24.693548387096779,449.62990351265108,0,1.1353846153846152,0,0,28.980550284629988,30.253293055335437,30.400047783141709,29.711202274444179,28.03643637782168,26.910641749752127,28.03643637782168,29.711202274444179,30.400047783141705,1,3.6672581957781349,194.11290322580649,null,null,null,null,16,57600,24.693548387096779,449.62990351265108,0,1.1353846153846152,0,0,28.980550284629988,30.253293055335437,30.400047783141709,29.711202274444179,28.03643637782168,26.910641749752127,28.03643637782168,29.711202274444179,30.400047783141705,0,3.6672581957781349,194.11290322580649,null,null,null,null,16,57600,24.693548387096779,449.62990351265108,104.6537850127626,1.1353846153846152,0,0,28.980550284629988,30.253293055335437,30.400047783141709,29.711202274444179,28.03643637782168,26.910641749752127,28.03643637782168,29.711202274444179,30.400047783141705,1,3.6672581957781349,194.11290322580649,null,null,null,null,16,57600,24.693548387096779,449.62990351265108,104.6537850127626,1.1353846153846152,0,0,28.980550284629988,30.253293055335437,30.400047783141709,29.711202274444179,28.03643637782168,26.910641749752127,28.03643637782168,29.711202274444179,30.400047783141705,0,3.6672581957781349,194.11290322580649,null,null,null,null,16,57600,24.693548387096779,449.62990351265108,178.64994658096273,1.1353846153846152,0,0,28.980550284629988,30.253293055335437,30.400047783141709,29.711202274444179,28.03643637782168,26.910641749752127,28.03643637782168,29.711202274444179,30.400047783141705,1,3.6672581957781349,194.11290322580649,null,null,null,null,16,57600,24.693548387096779,449.62990351265108,178.64994658096273,1.1353846153846152,0,0,28.980550284629988,30.253293055335437,30.400047783141709,29.711202274444179,28.03643637782168,26.910641749752127,28.03643637782168,29.711202274444179,30.400047783141705,0,3.6672581957781349,194.11290322580649]
[null,null,17,61200,22.761290322580646,152.37255369940922,12.252931333716534,1.8923076923076922,0,0,20.310493358633774,24.084049128844878,24.118964600714587,23.955076415706642,23.556620826398035,23.288774936490338,23.556620826398035,23.955076415706642,24.118964600714584,1,3.669976064334763,46.182795698924728,null,null,null,null,17,61200,22.761290322580646,152.37255369940922,12.252931333716534,1.8923076923076922,0,0,20.310493358633774,24.084049128844878,24.118964600714587,23.955076415706642,23.556620826398035,23.288774936490338,23.556620826398035,23.955076415706642,24.118964600714584,0,3.669976064334763,46.182795698924728,null,null,null,null,17,61200,22.761290322580646,152.37255369940922,12.252931333716534,1.8923076923076922,0,0,20.957052498418722,24.084049128844878,24.118964600714587,23.955076415706642,23.556620826398035,23.288774936490338,23.556620826398035,23.955076415706642,24.118964600714584,1,3.6672581957781349,46.182795698924728,null,null,null,null,17,61200,22.761290322580646,152.37255369940922,12.252931333716534,1.8923076923076922,0,0,20.957052498418722,24.084049128844878,24.118964600714587,23.955076415706642,23.556620826398035,23.288774936490338,23.556620826398035,23.955076415706642,24.118964600714584,0,3.6672581957781349,46.182795698924728,null,null,null,null,17,61200,22.761290322580646,152.37255369940922,0,1.8923076923076922,0,0,20.957052498418722,24.084049128844878,24.118964600714587,23.955076415706642,23.556620826398035,23.288774936490338,23.556620826398035,23.955076415706642,24.118964600714584,1,3.6672581957781349,46.182795698924728,null,null,null,null,17,61200,22.761290322580646,152.37255369940922,0,1.8923076923076922,0,0,20.957052498418722,24.084049128844878,24.118964600714587,23.955076415706642,23.556620826398035,23.288774936490338,23.556620826398035,23.955076415706642,24.118964600714584,0,3.6672581957781349,46.182795698924728,null,null,null,null,17,61200,22.761290322580646,152.37255369940922,7.1778115029761702,1.8923076923076922,0,0,20.957052498418722,24.084049128844878,24.118964600714587,23.955076415706642,23.556620826398035,23.288774936490338,23.556620826398035,23.955076415706642,24.118964600714584,1,3.6672581957781349,46.182795698924728,null,null,null,null,17,61200,22.761290322580646,152.37255369940922,7.1778115029761702,1.8923076923076922,0,0,20.957052498418722,24.084049128844878,24.118964600714587,23.955076415706642,23.556620826398035,23.288774936490338,23.556620826398035,23.955076415706642,24.118964600714584,0,3.6672581957781349,46.182795698924728,null,null,null,null,17,61200,22.761290322580646,152.37255369940922,12.252931333716532,1.8923076923076922,0,0,20.957052498418722,24.084049128844878,24.118964600714587,23.955076415706642,23.556620826398035,23.288774936490338,23.556620826398035,23.955076415706642,24.118964600714584,1,3.6672581957781349,46.182795698924728,null,null,null,null,17,61200,22.761290322580646,152.37255369940922,12.252931333716532,1.8923076923076922,0,0,20.957052498418722,24.084049128844878,24.118964600714587,23.955076415706642,23.556620826398035,23.288774936490338,23.556620826398035,23.955076415706642,24.118964600714584,0,3.6672581957781349,46.182795698924728]
[null,null,18,64800,20.454838709677425,2.3854802927500462,0,1.8923076923076922,1.5,0,16.767220113851998,20.474087237125975,20.474595320243985,20.472210451428385,20.466412203621218,20.462514562615574,20.466412203621218,20.472210451428385,20.474595320243985,1,0.66997606433476342,0.67204301075268824,null,null,null,null,18,64800,20.454838709677425,2.3854802927500462,0,1.8923076923076922,1.5,0,16.767220113851998,20.474087237125975,20.474595320243985,20.472210451428385,20.466412203621218,20.462514562615574,20.466412203621218,20.472210451428385,20.474595320243985,0,0.66997606433476342,0.67204301075268824,null,null,null,null,18,64800,20.454838709677425,2.3854802927500462,0,1.8923076923076922,1.5,0,16.776628716002534,20.474087237125975,20.474595320243985,20.472210451428385,20.466412203621218,20.462514562615574,20.466412203621218,20.472210451428385,20.474595320243985,1,0.66725819577813505,0.67204301075268824,null,null,null,null,18,64800,20.454838709677425,2.3854802927500462,0,1.8923076923076922,1.5,0,16.776628716002534,20.474087237125975,20.474595320243985,20.472210451428385,20.466412203621218,20.462514562615574,20.466412203621218,20.472210451428385,20.474595320243985,0,0.66725819577813505,0.67204301075268824,null,null,null,null,18,64800,20.454838709677425,2.3854802927500462,0,1.8923076923076922,1.5,0,16.776628716002534,20.474087237125975,20.474595320243985,20.472210451428385,20.466412203621218,20.462514562615574,20.466412203621218,20.472210451428385,20.474595320243985,1,0.66725819577813505,0.67204301075268824,null,null,null,null,18,64800,20.454838709677425,2.3854802927500462,0,1.8923076923076922,1.5,0,16.776628716002534,20.474087237125975,20.474595320243985,20.472210451428385,20.466412203621218,20.462514562615574,20.466412203621218,20.472210451428385,20.474595320243985,0,0.66725819577813505,0.67204301075268824,null,null,null,null,18,64800,20.454838709677425,2.3854802927500462,3.8798981097168644E-2,1.8923076923076922,1.5,0,16.776628716002534,20.474087237125975,20.474595320243985,20.472210451428385,20.466412203621218,20.462514562615574,20.466412203621218,20.472210451428385,20.474595320243985,1,0.66725819577813505,0.67204301075268824,null,null,null,null,18,64800,20.454838709677425,2.3854802927500462,3.8798981097168644E-2,1.8923076923076922,1.5,0,16.776628716002534,20.474087237125975,20.474595320243985,20.472210451428385,20.466412203621218,20.462514562615574,20.466412203621218,20.472210451428385,20.474595320243985,0,0.66725819577813505,0.67204301075268824,null,null,null,null,18,64800,20.454838709677425,2.3854802927500462,0,1.8923076923076922,1.5,0,16.776628716002534,20.474087237125975,20.474595320243985,20.472210451428385,20.466412203621218,20.462514562615574,20.466412203621218,20.472210451428385,20.474595320243985,1,0.66725819577813505,0.67204301075268824,null,null,null,null,18,64800,20.454838709677425,2.3854802927500462,0,1.8923076923076922,1.5,0,16.776628716002534,20.474087237125975,20.474595320243985,20.472210451428385,20.466412203621218,20.462514562615574,20.466412203621218,20.472210451428385,20.474595320243985,0,0.66725819577813505,0.67204301075268824]
[null,null,19,68400,18.319354838709675,0,0,2.8384615384615381,1.5,0,14.613472485768497,18.319354838709675,18.319354838709675,18.319354838709675,18.319354838709675,18.319354838709675,18.319354838709675,18.319354838709675,18.319354838709675,1,0.66997606433476342,0,null,null,null,null,19,68400,18.319354838709675,0,0,2.8384615384615381,1.5,0,14.613472485768497,18.319354838709675,18.319354838709675,18.319354838709675,18.319354838709675,18.319354838709675,18.319354838709675,18.319354838709675,18.319354838709675,0,0.66997606433476342,0,null,null,null,null,19,68400,18.319354838709675,0,0,2.8384615384615381,1.5,0,14.613472485768497,18.319354838709675,18.319354838709675,18.319354838709675,18.319354838709675,18.319354838709675,18.319354838709675,18.319354838709675,18.319354838709675,1,0.66725819577813505,0,null,null,null,null,19,68400,18.319354838709675,0,0,2.8384615384615381,1.5,0,14.613472485768497,18.319354838709675,18.319354838709675,18.319354838709675,18.319354838709675,18.319354838709675,18.319354838709675,18.319354838709675,18.319354838709675,0,0.66725819577813505,0,null,null,null,null,19,68400,18.319354838709675,0,0,2.8384615384615381,1.5,0,14.613472485768497,18.319354838709675,18.319354838709675,18.319354838709675,18.319354838709675,18.319354838709675,18.319354838709675,18.319354838709675,18.319354838709675,1,0.66725819577813505,0,null,null,null,null,19,68400,18.319354838709675,0,0,2.8384615384615381,1.5,0,14.613472485768497,18.319354838709675,18.319354838709675,18.319354838709675,18.319354838709675,18.319354838709675,18.319354838709675,18.319354838709675,18.319354838709675,0,0.66725819577813505,0,null,null,null,null,19,68400,18.319354838709675,0,0,2.8384615384615381,1.5,0,14.613472485768497,18.319354838709675,18.319354838709675,18.319354838709675,18.319354838709675,18.319354838709675,18.319354838709675,18.319354838709675,18.319354838709675,1,0.66725819577813505,0,null,null,null,null,19,68400,18.319354838709675,0,0,2.8384615384615381,1.5,0,14.613472485768497,18.319354838709675,18.319354838709675,18.319354838709675,18.319354838709675,18.319354838709675,18.319354838709675,18.319354838709675,18.319354838709675,0,0.66725819577813505,0,null,null,null,null,19,68400,18.319354838709675,0,0,2.8384615384615381,1.5,0,14.613472485768497,18.319354838709675,18.319354838709675,18.319354838709675,18.319354838709675,18.319354838709675,18.319354838709675,18.319354838709675,18.319354838709675,1,0.66725819577813505,0,null,null,null,null,19,68400,18.319354838709675,0,0,2.8384615384615381,1.5,0,14.613472485768497,18.319354838709675,18.319354838709675,18.319354838709675,18.319354838709675,18.319354838709675,18.319354838709675,18.319354838709675,18.319354838709675,0,0.66725819577813505,0]
[null,null,20,72000,16.383870967741935,0,0,3.4061538461538463,1.5,0,12.677988614800757,16.383870967741935,16.383870967741935,16.383870967741935,16.383870967741935,16.383870967741935,16.383870967741935,16.383870967741935,16.383870967741935,1,0.66997606433476342,0,null,null,null,null,20,72000,16.383870967741935,0,0,3.4061538461538463,1.5,0,12.677988614800757,16.383870967741935,16.383870967741935,16.383870967741935,16.383870967741935,16.383870967741935,16.383870967741935,16.383870967741935,16.383870967741935,0,0.66997606433476342,0,null,null,null,null,20,72000,16.383870967741935,0,0,3.4061538461538463,1.5,0,12.677988614800757,16.383870967741935,16.383870967741935,16.383870967741935,16.383870967741935,16.383870967741935,16.383870967741935,16.383870967741935,16.383870967741935,1,0.66725819577813505,0,null,null,null,null,20,72000,16.383870967741935,0,0,3.4061538461538463,1.5,0,12.677988614800757,16.383870967741935,16.383870967741935,16.383870967741935,16.383870967741935,16.383870967741935,16.383870967741935,16.383870967741935,16.383870967741935,0,0.66725819577813505,0,null,null,null,null,20,72000,16.383870967741935,0,0,3.4061538461538463,1.5,0,12.677988614800757,16.383870967741935,16.383870967741935,16.383870967741935,16.383870967741935,16.383870967741935,16.383870967741935,16.383870967741935,16.383870967741935,1,0.66725819577813505,0,null,null,null,null,20,72000,16.383870967741935,0,0,3.4061538461538463,1.5,0,12.677988614800757,16.383870967741935,16.383870967741935,16.383870967741935,16.383870967741935,16.383870967741935,16.383870967741935,16.383870967741935,16.383870967741935,0,0.66725819577813505,0,null,null,null,null,20,72000,16.383870967741935,0,0,3.4061538461538463,1.5,0,12.677988614800757,16.383870967741935,16.383870967741935,16.383870967741935,16.383870967741935,16.383870967741935,16.383870967741935,16.383870967741935,16.383870967741935,1,0.66725819577813505,0,null,null,null,null,20,72000,16.383870967741935,0,0,3.4061538461538463,1.5,0,12.677988614800757,16.383870967741935,16.383870967741935,16.383870967741935,16.383870967741935,16.383870967741935,16.383870967741935,16.383870967741935,16.383870967741935,0,0.66725819577813505,0,null,null,null,null,20,72000,16.383870967741935,0,0,3.4061538461538463,1.5,0,12.677988614800757,16.383870967741935,16.383870967741935,16.383870967741935,16.383870967741935,16.383870967741935,16.383870967741935,16.383870967741935,16.383870967741935,1,0.66725819577813505,0,null,null,null,null,20,72000,16.383870967741935,0,0,3.4061538461538463,1.5,0,12.677988614800757,16.383870967741935,16.383870967741935,16.383870967741935,16.383870967741935,16.383870967741935,16.383870967741935,16.383870967741935,16.383870967741935,0,0.66725819577813505,0]
[null,null,21,75600,15.064516129032256,0,0,3.7846153846153845,1.5,0,11.358633776091079,15.064516129032256,15.064516129032256,15.064516129032256,15.064516129032256,15.064516129032256,15.064516129032256,15.064516129032256,15.064516129032256,1,0.66997606433476342,0,null,null,null,null,21,75600,15.064516129032256,0,0,3.7846153846153845,1.5,0,11.358633776091079,15.064516129032256,15.064516129032256,15.064516129032256,15.064516129032256,15.064516129032256,15.064516129032256,15.064516129032256,15.064516129032256,0,0.66997606433476342,0,null,null,null,null,21,75600,15.064516129032256,0,0,3.7846153846153845,1.5,0,11.358633776091079,15.064516129032256,15.064516129032256,15.064516129032256,15.064516129032256,15.064516129032256,15.064516129032256,15.064516129032256,15.064516129032256,1,0.66725819577813505,0,null,null,null,null,21,75600,15.064516129032256,0,0,3.7846153846153845,1.5,0,11.358633776091079,15.064516129032256,15.064516129032256,15.064516129032256,15.064516129032256,15.064516129032256,15.064516129032256,15.064516129032256,15.064516129032256,0,0.66725819577813505,0,null,null,null,null,21,75600,15.064516129032256,0,0,3.7846153846153845,1.5,0,11.358633776091079,15.064516129032256,15.064516129032256,15.064516129032256,15.064516129032256,15.064516129032256,15.064516129032256,15.064516129032256,15.064516129032256,1,0.66725819577813505,0,null,null,null,null,21,75600,15.064516129032256,0,0,3.7846153846153845,1.5,0,11.358633776091079,15.064516129032256,15.064516129032256,15.064516129032256,15.064516129032256,15.064516129032256,15.064516129032256,15.064516129032256,15.064516129032256,0,0.66725819577813505,0,null,null,null,null,21,75600,15.064516129032256,0,0,3.7846153846153845,1.5,0,11.358633776091079,15.064516129032256,15.064516129032256,15.064516129032256,15.064516129032256,15.064516129032256,15.064516129032256,15.064516129032256,15.064516129032256,1,0.66725819577813505,0,null,null,null,null,21,75600,15.064516129032256,0,0,3.7846153846153845,1.5,0,11.358633776091079,15.064516129032256,15.064516129032256,15.064516129032256,15.064516129032256,15.064516129032256,15.064516129032256,15.064516129032256,15.064516129032256,0,0.66725819577813505,0,null,null,null,null,21,75600,15.064516129032256,0,0,3.7846153846153845,1.5,0,11.358633776091079,15.064516129032256,15.064516129032256,15.064516129032256,15.064516129032256,15.064516129032256,15.064516129032256,15.064516129032256,15.064516129032256,1,0.66725819577813505,0,null,null,null,null,21,75600,15.064516129032256,0,0,3.7846153846153845,1.5,0,11.358633776091079,15.064516129032256,15.064516129032256,15.064516129032256,15.064516129032256,15.064516129032256,15.064516129032256,15.064516129032256,15.064516129032256,0,0.66725819577813505,0]
[null,null,22,79200,14.132258064516128,0,0,3.1538461538461537,0,0,10.426375711574952,14.132258064516128,14.132258064516128,14.132258064516128,14.132258064516128,14.132258064516128,14.132258064516128,14.132258064516128,14.132258064516128,2,0.66997606433476342,0,null,null,null,null,22,79200,14.132258064516128,0,0,3.1538461538461537,0,0,10.426375711574952,14.132258064516128,14.132258064516128,14.132258064516128,14.132258064516128,14.132258064516128,14.132258064516128,14.132258064516128,14.132258064516128,0,0.66997606433476342,0,null,null,null,null,22,79200,14.132258064516128,0,0,3.1538461538461537,0,0,10.426375711574952,14.132258064516128,14.132258064516128,14.132258064516128,14.132258064516128,14.132258064516128,14.132258064516128,14.132258064516128,14.132258064516128,2,0.66725819577813505,0,null,null,null,null,22,79200,14.132258064516128,0,0,3.1538461538461537,0,0,10.426375711574952,14.132258064516128,14.132258064516128,14.132258064516128,14.132258064516128,14.132258064516128,14.132258064516128,14.132258064516128,14.132258064516128,0,0.66725819577813505,0,null,null,null,null,22,79200,14.132258064516128,0,0,3.1538461538461537,0,0,10.426375711574952,14.132258064516128,14.132258064516128,14.132258064516128,14.132258064516128,14.132258064516128,14.132258064516128,14.132258064516128,14.132258064516128,2,0.66725819577813505,0,null,null,null,null,22,79200,14.132258064516128,0,0,3.1538461538461537,0,0,10.426375711574952,14.132258064516128,14.132258064516128,14.132258064516128,14.132258064516128,14.132258064516128,14.132258064516128,14.132258064516128,14.132258064516128,0,0.66725819577813505,0,null,null,null,null,22,79200,14.132258064516128,0,0,3.1538461538461537,0,0,10.426375711574952,14.132258064516128,14.132258064516128,14.132258064516128,14.132258064516128,14.132258064516128,14.132258064516128,14.132258064516128,14.132258064516128,2,0.66725819577813505,0,null,null,null,null,22,79200,14.132258064516128,0,0,3.1538461538461537,0,0,10.426375711574952,14.132258064516128,14.132258064516128,14.132258064516128,14.132258064516128,14.132258064516128,14.132258064516128,14.132258064516128,14.132258064516128,0,0.66725819577813505,0,null,null,null,null,22,79200,14.132258064516128,0,0,3.1538461538461537,0,0,10.426375711574952,14.132258064516128,14.132258064516128,14.132258064516128,14.132258064516128,14.132258064516128,14.132258064516128,14.132258064516128,14.132258064516128,2,0.66725819577813505,0,null,null,null,null,22,79200,14.132258064516128,0,0,3.1538461538461537,0,0,10.426375711574952,14.132258064516128,14.132258064516128,14.132258064516128,14.132258064516128,14.132258064516128,14.132258064516128,14.132258064516128,14.132258064516128,0,0.66725819577813505,0]
[null,null,23,82800,13.264516129032259,0,0,3.1538461538461537,0,0,9.5586337760910816,13.264516129032259,13.264516129032259,13.264516129032259,13.264516129032259,13.264516129032259,13.264516129032259,13.264516129032259,13.264516129032259,2,0.66997606433476342,0,null,null,null,null,23,82800,13.264516129032259,0,0,3.1538461538461537,0,0,9.5586337760910816,13.264516129032259,13.264516129032259,13.264516129032259,13.264516129032259,13.264516129032259,13.264516129032259,13.264516129032259,13.264516129032259,0,0.66997606433476342,0,null,null,null,null,23,82800,13.264516129032259,0,0,3.1538461538461537,0,0,9.5586337760910816,13.264516129032259,13.264516129032259,13.264516129032259,13.264516129032259,13.264516129032259,13.264516129032259,13.264516129032259,13.264516129032259,2,0.66725819577813505,0,null,null,null,null,23,82800,13.264516129032259,0,0,3.1538461538461537,0,0,9.5586337760910816,13.264516129032259,13.264516129032259,13.264516129032259,13.264516129032259,13.264516129032259,13.264516129032259,13.264516129032259,13.264516129032259,0,0.66725819577813505,0,null,null,null,null,23,82800,13.264516129032259,0,0,3.1538461538461537,0,0,9.5586337760910816,13.264516129032259,13.264516129032259,13.264516129032259,13.264516129032259,13.264516129032259,13.264516129032259,13.264516129032259,13.264516129032259,2,0.66725819577813505,0,null,null,null,null,23,82800,13.264516129032259,0,0,3.1538461538461537,0,0,9.5586337760910816,13.264516129032259,13.264516129032259,13.264516129032259,13.264516129032259,13.264516129032259,13.264516129032259,13.264516129032259,13.264516129032259,0,0.66725819577813505,0,null,null,null,null,23,82800,13.264516129032259,0,0,3.1538461538461537,0,0,9.5586337760910816,13.264516129032259,13.264516129032259,13.264516129032259,13.264516129032259,13.264516129032259,13.264516129032259,13.264516129032259,13.264516129032259,2,0.66725819577813505,0,null,null,null,null,23,82800,13.264516129032259,0,0,3.1538461538461537,0,0,9.5586337760910816,13.264516129032259,13.264516129032259,13.264516129032259,13.264516129032259,13.264516129032259,13.264516129032259,13.264516129032259,13.264516129032259,0,0.66725819577813505,0,null,null,null,null,23,82800,13.264516129032259,0,0,3.1538461538461537,0,0,9.5586337760910816,13.264516129032259,13.264516129032259,13.264516129032259,13.264516129032259,13.264516129032259,13.264516129032259,13.264516129032259,13.264516129032259,2,0.66725819577813505,0,null,null,null,null,23,82800,13.264516129032259,0,0,3.1538461538461537,0,0,9.5586337760910816,13.264516129032259,13.264516129032259,13.264516129032259,13.264516129032259,13.264516129032259,13.264516129032259,13.264516129032259,13.264516129032259,0,0.66725819577813505,0]
[null,null,24,86400,12.948387096774194,0,0,3.1538461538461537,0,0,9.2425047438330168,12.948387096774194,12.948387096774194,12.948387096774194,12.948387096774194,12.948387096774194,12.948387096774194,12.948387096774194,12.948387096774194,2,0.66997606433476342,0,null,null,null,null,24,86400,12.948387096774194,0,0,3.1538461538461537,0,0,9.2425047438330168,12.948387096774194,12.948387096774194,12.948387096774194,12.948387096774194,12.948387096774194,12.948387096774194,12.948387096774194,12.948387096774194,0,0.66997606433476342,0,null,null,null,null,24,86400,12.948387096774194,0,0,3.1538461538461537,0,0,9.2425047438330168,12.948387096774194,12.948387096774194,12.948387096774194,12.948387096774194,12.948387096774194,12.948387096774194,12.948387096774194,12.948387096774194,2,0.66725819577813505,0,null,null,null,null,24,86400,12.948387096774194,0,0,3.1538461538461537,0,0,9.2425047438330168,12.948387096774194,12.948387096774194,12.948387096774194,12.948387096774194,12.948387096774194,12.948387096774194,12.948387096774194,12.948387096774194,0,0.66725819577813505,0,null,null,null,null,24,86400,12.948387096774194,0,0,3.1538461538461537,0,0,9.2425047438330168,12.948387096774194,12.948387096774194,12.948387096774194,12.948387096774194,12.948387096774194,12.948387096774194,12.948387096774194,12.948387096774194,2,0.66725819577813505,0,null,null,null,null,24,86400,12.948387096774194,0,0,3.1538461538461537,0,0,9.2425047438330168,12.948387096774194,12.948387096774194,12.948387096774194,12.948387096774194,12.948387096774194,12.948387096774194,12.948387096774194,12.948387096774194,0,0.66725819577813505,0,null,null,null,null,24,86400,12.948387096774194,0,0,3.1538461538461537,0,0,9.2425047438330168,12.948387096774194,12.948387096774194,12.948387096774194,12.948387096774194,12.948387096774194,12.948387096774194,12.948387096774194,12.948387096774194,2,0.66725819577813505,0,null,null,null,null,24,86400,12.948387096774194,0,0,3.1538461538461537,0,0,9.2425047438330168,12.948387096774194,12.948387096774194,12.948387096774194,12.948387096774194,12.948387096774194,12.948387096774194,12.948387096774194,12.948387096774194,0,0.66725819577813505,0,null,null,null,null,24,86400,12.948387096774194,0,0,3.1538461538461537,0,0,9.2425047438330168,12.948387096774194,12.948387096774194,12.948387096774194,12.948387096774194,12.948387096774194,12.948387096774194,12.948387096774194,12.948387096774194,2,0.66725819577813505,0,null,null,null,null,24,86400,12.948387096774194,0,0,3.1538461538461537,0,0,9.2425047438330168,12.948387096774194,12.948387096774194,12.948387096774194,12.948387096774194,12.948387096774194,12.948387096774194,12.948387096774194,12.948387096774194,0,0.66725819577813505,0]
[null,null,null,"Valor Variable",null,null,null,null,null,null,null,null,null,null,null,null,null,null,null,null,null,null,null,null,null,null,null,"Valor Variable",null,null,null,null,null,null,null,null,null,null,null,null,null,null,null,null,null,null,null,null,null,null,null,"Valor Variable",null,null,null,null,null,null,null,null,null,null,null,null,null,null,null,null,null,null,null,null,null,null,null,"Valor Variable",null,null,null,null,null,null,null,null,null,null,null,null,null,null,null,null,null,null,null,null,null,null,null,"Valor Variable",null,null,null,null,null,null,null,null,null,null,null,null,null,null,null,null,null,null,null,null,null,null,null,"Valor Variable",null,null,null,null,null,null,null,null,null,null,null,null,null,null,null,null,null,null,null,null,null,null,null,"Valor Variable",null,null,null,null,null,null,null,null,null,null,null,null,null,null,null,null,null,null,null,null,null,null,null,"Valor Variable",null,null,null,null,null,null,null,null,null,null,null,null,null,null,null,null,null,null,null,null,null,null,null,"Valor Variable",null,null,null,null,null,null,null,null,null,null,null,null,null,null,null,null,null,null,null,null,null,null,null,"Valor Variable"]
[]
[]
[]
[]
[null,null,null,null,null,"Rad Ventanas: Sol Incidente*FS*FAV*FAR [W]",null,null,null,null,null,null,null,null,null,null,null,null,null,null,null,null,null,null,null,null,null,null,null,"Rad Ventanas: Sol Incidente*FS*FAV*FAR [W]",null,null,null,null,null,null,null,null,null,null,null,null,null,null,null,null,null,null,null,null,null,null,null,"Rad Ventanas: Sol Incidente*FS*FAV*FAR [W]",null,null,null,null,null,null,null,null,null,null,null,null,null,null,null,null,null,null,null,null,null,null,null,"Rad Ventanas: Sol Incidente*FS*FAV*FAR [W]",null,null,null,null,null,null,null,null,null,null,null,null,null,null,null,null,null,null,null,null,null,null,null,"Rad Ventanas: Sol Incidente*FS*FAV*FAR [W]",null,null,null,null,null,null,null,null,null,null,null,null,null,null,null,null,null,null,null,null,null,null,null,"Rad Ventanas: Sol Incidente*FS*FAV*FAR [W]",null,null,null,null,null,null,null,null,null,null,null,null,null,null,null,null,null,null,null,null,null,null,null,"Rad Ventanas: Sol Incidente*FS*FAV*FAR [W]",null,null,null,null,null,null,null,null,null,null,null,null,null,null,null,null,null,null,null,null,null,null,null,"Rad Ventanas: Sol Incidente*FS*FAV*FAR [W]",null,null,null,null,null,null,null,null,null,null,null,null,null,null,null,null,null,null,null,null,null,null,null,"Rad Ventanas: Sol Incidente*FS*FAV*FAR [W]",null,null,null,null,null,null,null,null,null,null,null,null,null,null,null,null,null,null,null,null,null,null,null,"Rad Ventanas: Sol Incidente*FS*FAV*FAR [W]"]
[null,"Mes","Tiempo [hrs]","Tiempo [s]","T° exterior","Difuso","Directo","Qgen Pers [W/m2]","Qgen Ilum [W/m2]","Qgen Equip [W/m2]","TsolH","TsolN","TsolNE","TsolE","TsolSE","TsolS","TsolSO","TsolO","TsolNO","Clima [0, 1 o 2]","N [RAH]","G total [W/m2]",null,null,null,"Mes","Tiempo [hrs]","Tiempo [s]","T° exterior","Difuso","Directo","Qgen Pers [W/m2]","Qgen Ilum [W/m2]","Qgen Equip [W/m2]","TsolH","TsolN","TsolNE","TsolE","TsolSE","TsolS","TsolSO","TsolO","TsolNO","Clima [0, 1 o 2]","N [RAH]","G total [W/m2]",null,null,null,"Mes","Tiempo [hrs]","Tiempo [s]","T° exterior","Difuso","Directo","Qgen Pers [W/m2]","Qgen Ilum [W/m2]","Qgen Equip [W/m2]","TsolH","TsolN","TsolNE","TsolE","TsolSE","TsolS","TsolSO","TsolO","TsolNO","Clima [0, 1 o 2]","N [RAH]","G total [W/m2]",null,null,null,"Mes","Tiempo [hrs]","Tiempo [s]","T° exterior","Difuso","Directo","Qgen Pers [W/m2]","Qgen Ilum [W/m2]","Qgen Equip [W/m2]","TsolH","TsolN","TsolNE","TsolE","TsolSE","TsolS","TsolSO","TsolO","TsolNO","Clima [0, 1 o 2]","N [RAH]","G total [W/m2]",null,null,null,"Mes","Tiempo [hrs]","Tiempo [s]","T° exterior","Difuso","Directo","Qgen Pers [W/m2]","Qgen Ilum [W/m2]","Qgen Equip [W/m2]","TsolH","TsolN","TsolNE","TsolE","TsolSE","TsolS","TsolSO","TsolO","TsolNO","Clima [0, 1 o 2]","N [RAH]","G total [W/m2]",null,null,null,"Mes","Tiempo [hrs]","Tiempo [s]","T° exterior","Difuso","Directo","Qgen Pers [W/m2]","Qgen Ilum [W/m2]","Qgen Equip [W/m2]","TsolH","TsolN","TsolNE","TsolE","TsolSE","TsolS","TsolSO","TsolO","TsolNO","Clima [0, 1 o 2]","N [RAH]","G total [W/m2]",null,null,null,"Mes","Tiempo [hrs]","Tiempo [s]","T° exterior","Difuso","Directo","Qgen Pers [W/m2]","Qgen Ilum [W/m2]","Qgen Equip [W/m2]","TsolH","TsolN","TsolNE","TsolE","TsolSE","TsolS","TsolSO","TsolO","TsolNO","Clima [0, 1 o 2]","N [RAH]","G total [W/m2]",null,null,null,"Mes","Tiempo [hrs]","Tiempo [s]","T° exterior","Difuso","Directo","Qgen Pers [W/m2]","Qgen Ilum [W/m2]","Qgen Equip [W/m2]","TsolH","TsolN","TsolNE","TsolE","TsolSE","TsolS","TsolSO","TsolO","TsolNO","Clima [0, 1 o 2]","N [RAH]","G total [W/m2]",null,null,null,"Mes","Tiempo [hrs]","Tiempo [s]","T° exterior","Difuso","Directo","Qgen Pers [W/m2]","Qgen Ilum [W/m2]","Qgen Equip [W/m2]","TsolH","TsolN","TsolNE","TsolE","TsolSE","TsolS","TsolSO","TsolO","TsolNO","Clima [0, 1 o 2]","N [RAH]","G total [W/m2]",null,null,null,"Mes","Tiempo [hrs]","Tiempo [s]","T° exterior","Difuso","Directo","Qgen Pers [W/m2]","Qgen Ilum [W/m2]","Qgen Equip [W/m2]","TsolH","TsolN","TsolNE","TsolE","TsolSE","TsolS","TsolSO","TsolO","TsolNO","Clima [0, 1 o 2]","N [RAH]","G total [W/m2]"]
[null,"Abril",0,0,9.7866666666666671,0,0,3.1538461538461537,0,0,6.0807843137254904,9.7866666666666671,9.7866666666666671,9.7866666666666671,9.7866666666666671,9.7866666666666671,9.7866666666666671,9.7866666666666671,9.7866666666666671,2,0.66997606433476342,0,null,null,null,"Abril",0,0,9.7866666666666671,0,0,3.1538461538461537,0,0,6.0807843137254904,9.7866666666666671,9.7866666666666671,9.7866666666666671,9.7866666666666671,9.7866666666666671,9.7866666666666671,9.7866666666666671,9.7866666666666671,0,0.66997606433476342,0,null,null,null,"Abril",0,0,9.7866666666666671,0,0,3.1538461538461537,0,0,6.0807843137254904,9.7866666666666671,9.7866666666666671,9.7866666666666671,9.7866666666666671,9.7866666666666671,9.7866666666666671,9.7866666666666671,9.7866666666666671,2,0.66725819577813505,0,null,null,null,"Abril",0,0,9.7866666666666671,0,0,3.1538461538461537,0,0,6.0807843137254904,9.7866666666666671,9.7866666666666671,9.7866666666666671,9.7866666666666671,9.7866666666666671,9.7866666666666671,9.7866666666666671,9.7866666666666671,0,0.66725819577813505,0,null,null,null,"Abril",0,0,9.7866666666666671,0,0,3.1538461538461537,0,0,6.0807843137254904,9.7866666666666671,9.7866666666666671,9.7866666666666671,9.7866666666666671,9.7866666666666671,9.7866666666666671,9.7866666666666671,9.7866666666666671,2,0.66725819577813505,0,null,null,null,"Abril",0,0,9.7866666666666671,0,0,3.1538461538461537,0,0,6.0807843137254904,9.7866666666666671,9.7866666666666671,9.7866666666666671,9.7866666666666671,9.7866666666666671,9.7866666666666671,9.7866666666666671,9.7866666666666671,0,0.66725819577813505,0,null,null,null,"Abril",0,0,9.7866666666666671,0,0,3.1538461538461537,0,0,6.0807843137254904,9.7866666666666671,9.7866666666666671,9.7866666666666671,9.7866666666666671,9.7866666666666671,9.7866666666666671,9.7866666666666671,9.7866666666666671,2,0.66725819577813505,0,null,null,null,"Abril",0,0,9.7866666666666671,0,0,3.1538461538461537,0,0,6.0807843137254904,9.7866666666666671,9.7866666666666671,9.7866666666666671,9.7866666666666671,9.7866666666666671,9.7866666666666671,9.7866666666666671,9.7866666666666671,0,0.66725819577813505,0,null,null,null,"Abril",0,0,9.7866666666666671,0,0,3.1538461538461537,0,0,6.0807843137254904,9.7866666666666671,9.7866666666666671,9.7866666666666671,9.7866666666666671,9.7866666666666671,9.7866666666666671,9.7866666666666671,9.7866666666666671,2,0.66725819577813505,0,null,null,null,"Abril",0,0,9.7866666666666671,0,0,3.1538461538461537,0,0,6.0807843137254904,9.7866666666666671,9.7866666666666671,9.7866666666666671,9.7866666666666671,9.7866666666666671,9.7866666666666671,9.7866666666666671,9.7866666666666671,0,0.66725819577813505,0]
[null,4,1,3600,9.1966666666666672,0,0,3.1538461538461537,0,0,5.4907843137254906,9.1966666666666672,9.1966666666666672,9.1966666666666672,9.1966666666666672,9.1966666666666672,9.1966666666666672,9.1966666666666672,9.1966666666666672,2,0.66997606433476342,0,null,null,null,4,1,3600,9.1966666666666672,0,0,3.1538461538461537,0,0,5.4907843137254906,9.1966666666666672,9.1966666666666672,9.1966666666666672,9.1966666666666672,9.1966666666666672,9.1966666666666672,9.1966666666666672,9.1966666666666672,0,0.66997606433476342,0,null,null,null,4,1,3600,9.1966666666666672,0,0,3.1538461538461537,0,0,5.4907843137254906,9.1966666666666672,9.1966666666666672,9.1966666666666672,9.1966666666666672,9.1966666666666672,9.1966666666666672,9.1966666666666672,9.1966666666666672,2,0.66725819577813505,0,null,null,null,4,1,3600,9.1966666666666672,0,0,3.1538461538461537,0,0,5.4907843137254906,9.1966666666666672,9.1966666666666672,9.1966666666666672,9.1966666666666672,9.1966666666666672,9.1966666666666672,9.1966666666666672,9.1966666666666672,0,0.66725819577813505,0,null,null,null,4,1,3600,9.1966666666666672,0,0,3.1538461538461537,0,0,5.4907843137254906,9.1966666666666672,9.1966666666666672,9.1966666666666672,9.1966666666666672,9.1966666666666672,9.1966666666666672,9.1966666666666672,9.1966666666666672,2,0.66725819577813505,0,null,null,null,4,1,3600,9.1966666666666672,0,0,3.1538461538461537,0,0,5.4907843137254906,9.1966666666666672,9.1966666666666672,9.1966666666666672,9.1966666666666672,9.1966666666666672,9.1966666666666672,9.1966666666666672,9.1966666666666672,0,0.66725819577813505,0,null,null,null,4,1,3600,9.1966666666666672,0,0,3.1538461538461537,0,0,5.4907843137254906,9.1966666666666672,9.1966666666666672,9.1966666666666672,9.1966666666666672,9.1966666666666672,9.1966666666666672,9.1966666666666672,9.1966666666666672,2,0.66725819577813505,0,null,null,null,4,1,3600,9.1966666666666672,0,0,3.1538461538461537,0,0,5.4907843137254906,9.1966666666666672,9.1966666666666672,9.1966666666666672,9.1966666666666672,9.1966666666666672,9.1966666666666672,9.1966666666666672,9.1966666666666672,0,0.66725819577813505,0,null,null,null,4,1,3600,9.1966666666666672,0,0,3.1538461538461537,0,0,5.4907843137254906,9.1966666666666672,9.1966666666666672,9.1966666666666672,9.1966666666666672,9.1966666666666672,9.1966666666666672,9.1966666666666672,9.1966666666666672,2,0.66725819577813505,0,null,null,null,4,1,3600,9.1966666666666672,0,0,3.1538461538461537,0,0,5.4907843137254906,9.1966666666666672,9.1966666666666672,9.1966666666666672,9.1966666666666672,9.1966666666666672,9.1966666666666672,9.1966666666666672,9.1966666666666672,0,0.66725819577813505,0]
[null,"Tmax Dia",2,7200,8.2766666666666655,0,0,3.1538461538461537,0,0,4.5707843137254889,8.2766666666666655,8.2766666666666655,8.2766666666666655,8.2766666666666655,8.2766666666666655,8.2766666666666655,8.2766666666666655,8.2766666666666655,2,0.66997606433476342,0,null,null,null,"Tmax Dia",2,7200,8.2766666666666655,0,0,3.1538461538461537,0,0,4.5707843137254889,8.2766666666666655,8.2766666666666655,8.2766666666666655,8.2766666666666655,8.2766666666666655,8.2766666666666655,8.2766666666666655,8.2766666666666655,0,0.66997606433476342,0,null,null,null,"Tmax Dia",2,7200,8.2766666666666655,0,0,3.1538461538461537,0,0,4.5707843137254889,8.2766666666666655,8.2766666666666655,8.2766666666666655,8.2766666666666655,8.2766666666666655,8.2766666666666655,8.2766666666666655,8.2766666666666655,2,0.66725819577813505,0,null,null,null,"Tmax Dia",2,7200,8.2766666666666655,0,0,3.1538461538461537,0,0,4.5707843137254889,8.2766666666666655,8.2766666666666655,8.2766666666666655,8.2766666666666655,8.2766666666666655,8.2766666666666655,8.2766666666666655,8.2766666666666655,0,0.66725819577813505,0,null,null,null,"Tmax Dia",2,7200,8.2766666666666655,0,0,3.1538461538461537,0,0,4.5707843137254889,8.2766666666666655,8.2766666666666655,8.2766666666666655,8.2766666666666655,8.2766666666666655,8.2766666666666655,8.2766666666666655,8.2766666666666655,2,0.66725819577813505,0,null,null,null,"Tmax Dia",2,7200,8.2766666666666655,0,0,3.1538461538461537,0,0,4.5707843137254889,8.2766666666666655,8.2766666666666655,8.2766666666666655,8.2766666666666655,8.2766666666666655,8.2766666666666655,8.2766666666666655,8.2766666666666655,0,0.66725819577813505,0,null,null,null,"Tmax Dia",2,7200,8.2766666666666655,0,0,3.1538461538461537,0,0,4.5707843137254889,8.2766666666666655,8.2766666666666655,8.2766666666666655,8.2766666666666655,8.2766666666666655,8.2766666666666655,8.2766666666666655,8.2766666666666655,2,0.66725819577813505,0,null,null,null,"Tmax Dia",2,7200,8.2766666666666655,0,0,3.1538461538461537,0,0,4.5707843137254889,8.2766666666666655,8.2766666666666655,8.2766666666666655,8.2766666666666655,8.2766666666666655,8.2766666666666655,8.2766666666666655,8.2766666666666655,0,0.66725819577813505,0,null,null,null,"Tmax Dia",2,7200,8.2766666666666655,0,0,3.1538461538461537,0,0,4.5707843137254889,8.2766666666666655,8.2766666666666655,8.2766666666666655,8.2766666666666655,8.2766666666666655,8.2766666666666655,8.2766666666666655,8.2766666666666655,2,0.66725819577813505,0,null,null,null,"Tmax Dia",2,7200,8.2766666666666655,0,0,3.1538461538461537,0,0,4.5707843137254889,8.2766666666666655,8.2766666666666655,8.2766666666666655,8.2766666666666655,8.2766666666666655,8.2766666666666655,8.2766666666666655,8.2766666666666655,0,0.66725819577813505,0]
[null,24.935291666666664,3,10800,7.5866666666666696,0,0,3.1538461538461537,0,0,3.8807843137254929,7.5866666666666696,7.5866666666666696,7.5866666666666696,7.5866666666666696,7.5866666666666696,7.5866666666666696,7.5866666666666696,7.5866666666666696,2,0.66997606433476342,0,null,null,null,24.935291666666664,3,10800,7.5866666666666696,0,0,3.1538461538461537,0,0,3.8807843137254929,7.5866666666666696,7.5866666666666696,7.5866666666666696,7.5866666666666696,7.5866666666666696,7.5866666666666696,7.5866666666666696,7.5866666666666696,0,0.66997606433476342,0,null,null,null,24.935291666666664,3,10800,7.5866666666666696,0,0,3.1538461538461537,0,0,3.8807843137254929,7.5866666666666696,7.5866666666666696,7.5866666666666696,7.5866666666666696,7.5866666666666696,7.5866666666666696,7.5866666666666696,7.5866666666666696,2,0.66725819577813505,0,null,null,null,24.935291666666664,3,10800,7.5866666666666696,0,0,3.1538461538461537,0,0,3.8807843137254929,7.5866666666666696,7.5866666666666696,7.5866666666666696,7.5866666666666696,7.5866666666666696,7.5866666666666696,7.5866666666666696,7.5866666666666696,0,0.66725819577813505,0,null,null,null,24.935291666666664,3,10800,7.5866666666666696,0,0,3.1538461538461537,0,0,3.8807843137254929,7.5866666666666696,7.5866666666666696,7.5866666666666696,7.5866666666666696,7.5866666666666696,7.5866666666666696,7.5866666666666696,7.5866666666666696,2,0.66725819577813505,0,null,null,null,24.935291666666664,3,10800,7.5866666666666696,0,0,3.1538461538461537,0,0,3.8807843137254929,7.5866666666666696,7.5866666666666696,7.5866666666666696,7.5866666666666696,7.5866666666666696,7.5866666666666696,7.5866666666666696,7.5866666666666696,0,0.66725819577813505,0,null,null,null,24.935291666666664,3,10800,7.5866666666666696,0,0,3.1538461538461537,0,0,3.8807843137254929,7.5866666666666696,7.5866666666666696,7.5866666666666696,7.5866666666666696,7.5866666666666696,7.5866666666666696,7.5866666666666696,7.5866666666666696,2,0.66725819577813505,0,null,null,null,24.935291666666664,3,10800,7.5866666666666696,0,0,3.1538461538461537,0,0,3.8807843137254929,7.5866666666666696,7.5866666666666696,7.5866666666666696,7.5866666666666696,7.5866666666666696,7.5866666666666696,7.5866666666666696,7.5866666666666696,0,0.66725819577813505,0,null,null,null,24.935291666666664,3,10800,7.5866666666666696,0,0,3.1538461538461537,0,0,3.8807843137254929,7.5866666666666696,7.5866666666666696,7.5866666666666696,7.5866666666666696,7.5866666666666696,7.5866666666666696,7.5866666666666696,7.5866666666666696,2,0.66725819577813505,0,null,null,null,24.935291666666664,3,10800,7.5866666666666696,0,0,3.1538461538461537,0,0,3.8807843137254929,7.5866666666666696,7.5866666666666696,7.5866666666666696,7.5866666666666696,7.5866666666666696,7.5866666666666696,7.5866666666666696,7.5866666666666696,0,0.66725819577813505,0]
[null,"Tmin Dia",4,14400,6.8433333333333328,0,0,3.1538461538461537,0,0,3.1374509803921562,6.8433333333333328,6.8433333333333328,6.8433333333333328,6.8433333333333328,6.8433333333333328,6.8433333333333328,6.8433333333333328,6.8433333333333328,2,0.66997606433476342,0,null,null,null,"Tmin Dia",4,14400,6.8433333333333328,0,0,3.1538461538461537,0,0,3.1374509803921562,6.8433333333333328,6.8433333333333328,6.8433333333333328,6.8433333333333328,6.8433333333333328,6.8433333333333328,6.8433333333333328,6.8433333333333328,0,0.66997606433476342,0,null,null,null,"Tmin Dia",4,14400,6.8433333333333328,0,0,3.1538461538461537,0,0,3.1374509803921562,6.8433333333333328,6.8433333333333328,6.8433333333333328,6.8433333333333328,6.8433333333333328,6.8433333333333328,6.8433333333333328,6.8433333333333328,2,0.66725819577813505,0,null,null,null,"Tmin Dia",4,14400,6.8433333333333328,0,0,3.1538461538461537,0,0,3.1374509803921562,6.8433333333333328,6.8433333333333328,6.8433333333333328,6.8433333333333328,6.8433333333333328,6.8433333333333328,6.8433333333333328,6.8433333333333328,0,0.66725819577813505,0,null,null,null,"Tmin Dia",4,14400,6.8433333333333328,0,0,3.1538461538461537,0,0,3.1374509803921562,6.8433333333333328,6.8433333333333328,6.8433333333333328,6.8433333333333328,6.8433333333333328,6.8433333333333328,6.8433333333333328,6.8433333333333328,2,0.66725819577813505,0,null,null,null,"Tmin Dia",4,14400,6.8433333333333328,0,0,3.1538461538461537,0,0,3.1374509803921562,6.8433333333333328,6.8433333333333328,6.8433333333333328,6.8433333333333328,6.8433333333333328,6.8433333333333328,6.8433333333333328,6.8433333333333328,0,0.66725819577813505,0,null,null,null,"Tmin Dia",4,14400,6.8433333333333328,0,0,3.1538461538461537,0,0,3.1374509803921562,6.8433333333333328,6.8433333333333328,6.8433333333333328,6.8433333333333328,6.8433333333333328,6.8433333333333328,6.8433333333333328,6.8433333333333328,2,0.66725819577813505,0,null,null,null,"Tmin Dia",4,14400,6.8433333333333328,0,0,3.1538461538461537,0,0,3.1374509803921562,6.8433333333333328,6.8433333333333328,6.8433333333333328,6.8433333333333328,6.8433333333333328,6.8433333333333328,6.8433333333333328,6.8433333333333328,0,0.66725819577813505,0,null,null,null,"Tmin Dia",4,14400,6.8433333333333328,0,0,3.1538461538461537,0,0,3.1374509803921562,6.8433333333333328,6.8433333333333328,6.8433333333333328,6.8433333333333328,6.8433333333333328,6.8433333333333328,6.8433333333333328,6.8433333333333328,2,0.66725819577813505,0,null,null,null,"Tmin Dia",4,14400,6.8433333333333328,0,0,3.1538461538461537,0,0,3.1374509803921562,6.8433333333333328,6.8433333333333328,6.8433333333333328,6.8433333333333328,6.8433333333333328,6.8433333333333328,6.8433333333333328,6.8433333333333328,0,0.66725819577813505,0]
[null,19.935291666666664,5,18000,6.5133333333333345,0,0,3.1538461538461537,0,0,2.8074509803921579,6.5133333333333345,6.5133333333333345,6.5133333333333345,6.5133333333333345,6.5133333333333345,6.5133333333333345,6.5133333333333345,6.5133333333333345,2,0.66997606433476342,0,null,null,null,19.935291666666664,5,18000,6.5133333333333345,0,0,3.1538461538461537,0,0,2.8074509803921579,6.5133333333333345,6.5133333333333345,6.5133333333333345,6.5133333333333345,6.5133333333333345,6.5133333333333345,6.5133333333333345,6.5133333333333345,0,0.66997606433476342,0,null,null,null,19.935291666666664,5,18000,6.5133333333333345,0,0,3.1538461538461537,0,0,2.8074509803921579,6.5133333333333345,6.5133333333333345,6.5133333333333345,6.5133333333333345,6.5133333333333345,6.5133333333333345,6.5133333333333345,6.5133333333333345,2,0.66725819577813505,0,null,null,null,19.935291666666664,5,18000,6.5133333333333345,0,0,3.1538461538461537,0,0,2.8074509803921579,6.5133333333333345,6.5133333333333345,6.5133333333333345,6.5133333333333345,6.5133333333333345,6.5133333333333345,6.5133333333333345,6.5133333333333345,0,0.66725819577813505,0,null,null,null,19.935291666666664,5,18000,6.5133333333333345,0,0,3.1538461538461537,0,0,2.8074509803921579,6.5133333333333345,6.5133333333333345,6.5133333333333345,6.5133333333333345,6.5133333333333345,6.5133333333333345,6.5133333333333345,6.5133333333333345,2,0.66725819577813505,0,null,null,null,19.935291666666664,5,18000,6.5133333333333345,0,0,3.1538461538461537,0,0,2.8074509803921579,6.5133333333333345,6.5133333333333345,6.5133333333333345,6.5133333333333345,6.5133333333333345,6.5133333333333345,6.5133333333333345,6.5133333333333345,0,0.66725819577813505,0,null,null,null,19.935291666666664,5,18000,6.5133333333333345,0,0,3.1538461538461537,0,0,2.8074509803921579,6.5133333333333345,6.5133333333333345,6.5133333333333345,6.5133333333333345,6.5133333333333345,6.5133333333333345,6.5133333333333345,6.5133333333333345,2,0.66725819577813505,0,null,null,null,19.935291666666664,5,18000,6.5133333333333345,0,0,3.1538461538461537,0,0,2.8074509803921579,6.5133333333333345,6.5133333333333345,6.5133333333333345,6.5133333333333345,6.5133333333333345,6.5133333333333345,6.5133333333333345,6.5133333333333345,0,0.66725819577813505,0,null,null,null,19.935291666666664,5,18000,6.5133333333333345,0,0,3.1538461538461537,0,0,2.8074509803921579,6.5133333333333345,6.5133333333333345,6.5133333333333345,6.5133333333333345,6.5133333333333345,6.5133333333333345,6.5133333333333345,6.5133333333333345,2,0.66725819577813505,0,null,null,null,19.935291666666664,5,18000,6.5133333333333345,0,0,3.1538461538461537,0,0,2.8074509803921579,6.5133333333333345,6.5133333333333345,6.5133333333333345,6.5133333333333345,6.5133333333333345,6.5133333333333345,6.5133333333333345,6.5133333333333345,0,0.66725819577813505,0]
[null,"Tmax Noche",6,21600,7.4700000000000015,29.134886853258774,0,2.523076923076923,0,0,3.9845490196078446,7.8000154541796851,7.7604776809865958,7.6861107015596142,7.6008765302698338,7.5743053422656885,7.6008765302698338,7.6861107015596142,7.7604776809865958,2,0.66997606433476342,8.1111111111111089,null,null,null,"Tmax Noche",6,21600,7.4700000000000015,29.134886853258774,0,2.523076923076923,0,0,3.9845490196078446,7.8000154541796851,7.7604776809865958,7.6861107015596142,7.6008765302698338,7.5743053422656885,7.6008765302698338,7.6861107015596142,7.7604776809865958,0,0.66997606433476342,8.1111111111111089,null,null,null,"Tmax Noche",6,21600,7.4700000000000015,29.134886853258774,0,2.523076923076923,0,0,4.0981045751633998,7.8000154541796851,7.7604776809865958,7.6861107015596142,7.6008765302698338,7.5743053422656885,7.6008765302698338,7.6861107015596142,7.7604776809865958,2,0.66725819577813505,8.1111111111111089,null,null,null,"Tmax Noche",6,21600,7.4700000000000015,29.134886853258774,0,2.523076923076923,0,0,4.0981045751633998,7.8000154541796851,7.7604776809865958,7.6861107015596142,7.6008765302698338,7.5743053422656885,7.6008765302698338,7.6861107015596142,7.7604776809865958,0,0.66725819577813505,8.1111111111111089,null,null,null,"Tmax Noche",6,21600,7.4700000000000015,29.134886853258774,0,2.523076923076923,0,0,4.0981045751633998,7.8000154541796851,7.7604776809865958,7.6861107015596142,7.6008765302698338,7.5743053422656885,7.6008765302698338,7.6861107015596142,7.7604776809865958,2,0.66725819577813505,8.1111111111111089,null,null,null,"Tmax Noche",6,21600,7.4700000000000015,29.134886853258774,0,2.523076923076923,0,0,4.0981045751633998,7.8000154541796851,7.7604776809865958,7.6861107015596142,7.6008765302698338,7.5743053422656885,7.6008765302698338,7.6861107015596142,7.7604776809865958,0,0.66725819577813505,8.1111111111111089,null,null,null,"Tmax Noche",6,21600,7.4700000000000015,29.134886853258774,0,2.523076923076923,0,0,4.0981045751633998,7.8000154541796851,7.7604776809865958,7.6861107015596142,7.6008765302698338,7.5743053422656885,7.6008765302698338,7.6861107015596142,7.7604776809865958,2,0.66725819577813505,8.1111111111111089,null,null,null,"Tmax Noche",6,21600,7.4700000000000015,29.134886853258774,0,2.523076923076923,0,0,4.0981045751633998,7.8000154541796851,7.7604776809865958,7.6861107015596142,7.6008765302698338,7.5743053422656885,7.6008765302698338,7.6861107015596142,7.7604776809865958,0,0.66725819577813505,8.1111111111111089,null,null,null,"Tmax Noche",6,21600,7.4700000000000015,29.134886853258774,0,2.523076923076923,0,0,4.0981045751633998,7.8000154541796851,7.7604776809865958,7.6861107015596142,7.6008765302698338,7.5743053422656885,7.6008765302698338,7.6861107015596142,7.7604776809865958,2,0.66725819577813505,8.1111111111111089,null,null,null,"Tmax Noche",6,21600,7.4700000000000015,29.134886853258774,0,2.523076923076923,0,0,4.0981045751633998,7.8000154541796851,7.7604776809865958,7.6861107015596142,7.6008765302698338,7.5743053422656885,7.6008765302698338,7.6861107015596142,7.7604776809865958,0,0.66725819577813505,8.1111111111111089]
[null,24.935291666666664,7,25200,9.5566666666666684,250.88184589974185,102.32653952159502,3.0276923076923077,0,0,8.6212745098039214,13.704463642144205,13.207533410573522,12.272852539008374,11.201587440948463,10.867627646512798,11.201587440948463,12.272852539008374,13.207533410573522,1,0.66997606433476342,101.94444444444444,null,null,null,24.935291666666664,7,25200,9.5566666666666684,250.88184589974185,102.32653952159502,3.0276923076923077,0,0,8.6212745098039214,13.704463642144205,13.207533410573522,12.272852539008374,11.201587440948463,10.867627646512798,11.201587440948463,12.272852539008374,13.207533410573522,0,0.66997606433476342,101.94444444444444,null,null,null,24.935291666666664,7,25200,9.5566666666666684,250.88184589974185,102.32653952159502,3.0276923076923077,0,0,10.048496732026145,13.704463642144205,13.207533410573522,12.272852539008374,11.201587440948463,10.867627646512798,11.201587440948463,12.272852539008374,13.207533410573522,1,0.66725819577813505,101.94444444444444,null,null,null,24.935291666666664,7,25200,9.5566666666666684,250.88184589974185,102.32653952159502,3.0276923076923077,0,0,10.048496732026145,13.704463642144205,13.207533410573522,12.272852539008374,11.201587440948463,10.867627646512798,11.201587440948463,12.272852539008374,13.207533410573522,0,0.66725819577813505,101.94444444444444,null,null,null,24.935291666666664,7,25200,9.5566666666666684,250.88184589974185,46.103860377910621,3.0276923076923077,0,0,10.048496732026145,13.704463642144205,13.207533410573522,12.272852539008374,11.201587440948463,10.867627646512798,11.201587440948463,12.272852539008374,13.207533410573522,1,0.66725819577813505,101.94444444444444,null,null,null,24.935291666666664,7,25200,9.5566666666666684,250.88184589974185,46.103860377910621,3.0276923076923077,0,0,10.048496732026145,13.704463642144205,13.207533410573522,12.272852539008374,11.201587440948463,10.867627646512798,11.201587440948463,12.272852539008374,13.207533410573522,0,0.66725819577813505,101.94444444444444,null,null,null,24.935291666666664,7,25200,9.5566666666666684,250.88184589974185,0,3.0276923076923077,0,0,10.048496732026145,13.704463642144205,13.207533410573522,12.272852539008374,11.201587440948463,10.867627646512798,11.201587440948463,12.272852539008374,13.207533410573522,1,0.66725819577813505,101.94444444444444,null,null,null,24.935291666666664,7,25200,9.5566666666666684,250.88184589974185,0,3.0276923076923077,0,0,10.048496732026145,13.704463642144205,13.207533410573522,12.272852539008374,11.201587440948463,10.867627646512798,11.201587440948463,12.272852539008374,13.207533410573522,0,0.66725819577813505,101.94444444444444,null,null,null,24.935291666666664,7,25200,9.5566666666666684,250.88184589974185,102.32653952159501,3.0276923076923077,0,0,10.048496732026145,13.704463642144205,13.207533410573522,12.272852539008374,11.201587440948463,10.867627646512798,11.201587440948463,12.272852539008374,13.207533410573522,1,0.66725819577813505,101.94444444444444,null,null,null,24.935291666666664,7,25200,9.5566666666666684,250.88184589974185,102.32653952159501,3.0276923076923077,0,0,10.048496732026145,13.704463642144205,13.207533410573522,12.272852539008374,11.201587440948463,10.867627646512798,11.201587440948463,12.272852539008374,13.207533410573522,0,0.66725819577813505,101.94444444444444]
[null,"Tmin Noche",8,28800,12.550000000000004,480.09226597326426,313.34376238619876,1.5138461538461538,0,0,15.209954248366017,22.080514794335222,20.938703622829763,18.791059963533201,16.329582720052763,15.562233503010667,16.329582720052763,18.791059963533201,20.93870362282976,1,0.66997606433476342,234.24074074074079,null,null,null,"Tmin Noche",8,28800,12.550000000000004,480.09226597326426,313.34376238619876,1.5138461538461538,0,0,15.209954248366017,22.080514794335222,20.938703622829763,18.791059963533201,16.329582720052763,15.562233503010667,16.329582720052763,18.791059963533201,20.93870362282976,0,0.66997606433476342,234.24074074074079,null,null,null,"Tmin Noche",8,28800,12.550000000000004,480.09226597326426,313.34376238619876,1.5138461538461538,0,0,18.489324618736386,22.080514794335222,20.938703622829763,18.791059963533201,16.329582720052763,15.562233503010667,16.329582720052763,18.791059963533201,20.93870362282976,1,0.66725819577813505,234.24074074074079,null,null,null,"Tmin Noche",8,28800,12.550000000000004,480.09226597326426,313.34376238619876,1.5138461538461538,0,0,18.489324618736386,22.080514794335222,20.938703622829763,18.791059963533201,16.329582720052763,15.562233503010667,16.329582720052763,18.791059963533201,20.93870362282976,0,0.66725819577813505,234.24074074074079,null,null,null,"Tmin Noche",8,28800,12.550000000000004,480.09226597326426,141.17898581231461,1.5138461538461538,0,0,18.489324618736386,22.080514794335222,20.938703622829763,18.791059963533201,16.329582720052763,15.562233503010667,16.329582720052763,18.791059963533201,20.93870362282976,1,0.66725819577813505,234.24074074074079,null,null,null,"Tmin Noche",8,28800,12.550000000000004,480.09226597326426,141.17898581231461,1.5138461538461538,0,0,18.489324618736386,22.080514794335222,20.938703622829763,18.791059963533201,16.329582720052763,15.562233503010667,16.329582720052763,18.791059963533201,20.93870362282976,0,0.66725819577813505,234.24074074074079,null,null,null,"Tmin Noche",8,28800,12.550000000000004,480.09226597326426,0,1.5138461538461538,0,0,18.489324618736386,22.080514794335222,20.938703622829763,18.791059963533201,16.329582720052763,15.562233503010667,16.329582720052763,18.791059963533201,20.93870362282976,1,0.66725819577813505,234.24074074074079,null,null,null,"Tmin Noche",8,28800,12.550000000000004,480.09226597326426,0,1.5138461538461538,0,0,18.489324618736386,22.080514794335222,20.938703622829763,18.791059963533201,16.329582720052763,15.562233503010667,16.329582720052763,18.791059963533201,20.93870362282976,0,0.66725819577813505,234.24074074074079,null,null,null,"Tmin Noche",8,28800,12.550000000000004,480.09226597326426,313.3437623861987,1.5138461538461538,0,0,18.489324618736386,22.080514794335222,20.938703622829763,18.791059963533201,16.329582720052763,15.562233503010667,16.329582720052763,18.791059963533201,20.93870362282976,1,0.66725819577813505,234.24074074074079,null,null,null,"Tmin Noche",8,28800,12.550000000000004,480.09226597326426,313.3437623861987,1.5138461538461538,0,0,18.489324618736386,22.080514794335222,20.938703622829763,18.791059963533201,16.329582720052763,15.562233503010667,16.329582720052763,18.791059963533201,20.93870362282976,0,0.66725819577813505,234.24074074074079]
[null,17.935291666666664,9,32400,15.316666666666668,631.82648281655793,528.33510126155363,0.94615384615384612,0,0,21.038503267973852,29.43123174234708,27.740224652789664,24.559593087479954,20.914178177042846,19.777744238956863,20.914178177042846,24.559593087479954,27.740224652789657,1,0.66997606433476342,346.90740740740728,null,null,null,17.935291666666664,9,32400,15.316666666666668,631.82648281655793,528.33510126155363,0.94615384615384612,0,0,21.038503267973852,29.43123174234708,27.740224652789664,24.559593087479954,20.914178177042846,19.777744238956863,20.914178177042846,24.559593087479954,27.740224652789657,0,0.66997606433476342,346.90740740740728,null,null,null,17.935291666666664,9,32400,15.316666666666668,631.82648281655793,528.33510126155363,0.94615384615384612,0,0,25.895206971677556,29.43123174234708,27.740224652789664,24.559593087479954,20.914178177042846,19.777744238956863,20.914178177042846,24.559593087479954,27.740224652789657,1,0.66725819577813505,346.90740740740728,null,null,null,17.935291666666664,9,32400,15.316666666666668,631.82648281655793,528.33510126155363,0.94615384615384612,0,0,25.895206971677556,29.43123174234708,27.740224652789664,24.559593087479954,20.914178177042846,19.777744238956863,20.914178177042846,24.559593087479954,27.740224652789657,0,0.66725819577813505,346.90740740740728,null,null,null,17.935291666666664,9,32400,15.316666666666668,631.82648281655793,238.04467399360618,0.94615384615384612,0,0,25.895206971677556,29.43123174234708,27.740224652789664,24.559593087479954,20.914178177042846,19.777744238956863,20.914178177042846,24.559593087479954,27.740224652789657,1,0.66725819577813505,346.90740740740728,null,null,null,17.935291666666664,9,32400,15.316666666666668,631.82648281655793,238.04467399360618,0.94615384615384612,0,0,25.895206971677556,29.43123174234708,27.740224652789664,24.559593087479954,20.914178177042846,19.777744238956863,20.914178177042846,24.559593087479954,27.740224652789657,0,0.66725819577813505,346.90740740740728,null,null,null,17.935291666666664,9,32400,15.316666666666668,631.82648281655793,0,0.94615384615384612,0,0,25.895206971677556,29.43123174234708,27.740224652789664,24.559593087479954,20.914178177042846,19.777744238956863,20.914178177042846,24.559593087479954,27.740224652789657,1,0.66725819577813505,346.90740740740728,null,null,null,17.935291666666664,9,32400,15.316666666666668,631.82648281655793,0,0.94615384615384612,0,0,25.895206971677556,29.43123174234708,27.740224652789664,24.559593087479954,20.914178177042846,19.777744238956863,20.914178177042846,24.559593087479954,27.740224652789657,0,0.66725819577813505,346.90740740740728,null,null,null,17.935291666666664,9,32400,15.316666666666668,631.82648281655793,528.33510126155352,0.94615384615384612,0,0,25.895206971677556,29.43123174234708,27.740224652789664,24.559593087479954,20.914178177042846,19.777744238956863,20.914178177042846,24.559593087479954,27.740224652789657,1,0.66725819577813505,346.90740740740728,null,null,null,17.935291666666664,9,32400,15.316666666666668,631.82648281655793,528.33510126155352,0.94615384615384612,0,0,25.895206971677556,29.43123174234708,27.740224652789664,24.559593087479954,20.914178177042846,19.777744238956863,20.914178177042846,24.559593087479954,27.740224652789657,0,0.66725819577813505,346.90740740740728]
[null,"Tsuelo",10,36000,17.806666666666665,738.95111379640139,757.80556210615191,0.94615384615384612,0,0,26.39360784313725,36.210679186741928,34.005771314562907,29.858538804326699,25.105274265687033,23.623475548359952,25.105274265687033,29.858538804326699,34.005771314562907,1,0.66997606433476342,452.33333333333331,null,null,null,"Tsuelo",10,36000,17.806666666666665,738.95111379640139,757.80556210615191,0.94615384615384612,0,0,26.39360784313725,36.210679186741928,34.005771314562907,29.858538804326699,25.105274265687033,23.623475548359952,25.105274265687033,29.858538804326699,34.005771314562907,0,0.66997606433476342,452.33333333333331,null,null,null,"Tsuelo",10,36000,17.806666666666665,738.95111379640139,757.80556210615191,0.94615384615384612,0,0,32.726274509803922,36.210679186741928,34.005771314562907,29.858538804326699,25.105274265687033,23.623475548359952,25.105274265687033,29.858538804326699,34.005771314562907,1,0.66725819577813505,452.33333333333331,null,null,null,"Tsuelo",10,36000,17.806666666666665,738.95111379640139,757.80556210615191,0.94615384615384612,0,0,32.726274509803922,36.210679186741928,34.005771314562907,29.858538804326699,25.105274265687033,23.623475548359952,25.105274265687033,29.858538804326699,34.005771314562907,0,0.66725819577813505,452.33333333333331,null,null,null,"Tsuelo",10,36000,17.806666666666665,738.95111379640139,341.43402085411901,0.94615384615384612,0,0,32.726274509803922,36.210679186741928,34.005771314562907,29.858538804326699,25.105274265687033,23.623475548359952,25.105274265687033,29.858538804326699,34.005771314562907,1,0.66725819577813505,452.33333333333331,null,null,null,"Tsuelo",10,36000,17.806666666666665,738.95111379640139,341.43402085411901,0.94615384615384612,0,0,32.726274509803922,36.210679186741928,34.005771314562907,29.858538804326699,25.105274265687033,23.623475548359952,25.105274265687033,29.858538804326699,34.005771314562907,0,0.66725819577813505,452.33333333333331,null,null,null,"Tsuelo",10,36000,17.806666666666665,738.95111379640139,0,0.94615384615384612,0,0,32.726274509803922,36.210679186741928,34.005771314562907,29.858538804326699,25.105274265687033,23.623475548359952,25.105274265687033,29.858538804326699,34.005771314562907,1,0.66725819577813505,452.33333333333331,null,null,null,"Tsuelo",10,36000,17.806666666666665,738.95111379640139,0,0.94615384615384612,0,0,32.726274509803922,36.210679186741928,34.005771314562907,29.858538804326699,25.105274265687033,23.623475548359952,25.105274265687033,29.858538804326699,34.005771314562907,0,0.66725819577813505,452.33333333333331,null,null,null,"Tsuelo",10,36000,17.806666666666665,738.95111379640139,757.80556210615191,0.94615384615384612,0,0,32.726274509803922,36.210679186741928,34.005771314562907,29.858538804326699,25.105274265687033,23.623475548359952,25.105274265687033,29.858538804326699,34.005771314562907,1,0.66725819577813505,452.33333333333331,null,null,null,"Tsuelo",10,36000,17.806666666666665,738.95111379640139,757.80556210615191,0.94615384615384612,0,0,32.726274509803922,36.210679186741928,34.005771314562907,29.858538804326699,25.105274265687033,23.623475548359952,25.105274265687033,29.858538804326699,34.005771314562907,0,0.66725819577813505,452.33333333333331]
[null,13.863888888888892,11,39600,19.306666666666665,788.73034468316791,824.42063957308926,0.94615384615384612,0,0,28.862650326797382,39.16146630323275,36.782745686114708,32.308587105361028,27.180623030606125,25.582014216242555,27.180623030606125,32.308587105361028,36.782745686114708,1,0.66997606433476342,487.99074074074076,null,null,null,13.863888888888892,11,39600,19.306666666666665,788.73034468316791,824.42063957308926,0.94615384615384612,0,0,28.862650326797382,39.16146630323275,36.782745686114708,32.308587105361028,27.180623030606125,25.582014216242555,27.180623030606125,32.308587105361028,36.782745686114708,0,0.66997606433476342,487.99074074074076,null,null,null,13.863888888888892,11,39600,19.306666666666665,788.73034468316791,824.42063957308926,0.94615384615384612,0,0,35.694520697167761,39.16146630323275,36.782745686114708,32.308587105361028,27.180623030606125,25.582014216242555,27.180623030606125,32.308587105361028,36.782745686114708,1,0.66725819577813505,487.99074074074076,null,null,null,13.863888888888892,11,39600,19.306666666666665,788.73034468316791,824.42063957308926,0.94615384615384612,0,0,35.694520697167761,39.16146630323275,36.782745686114708,32.308587105361028,27.180623030606125,25.582014216242555,27.180623030606125,32.308587105361028,36.782745686114708,0,0.66725819577813505,487.99074074074076,null,null,null,13.863888888888892,11,39600,19.306666666666665,788.73034468316791,371.44785934565948,0.94615384615384612,0,0,35.694520697167761,39.16146630323275,36.782745686114708,32.308587105361028,27.180623030606125,25.582014216242555,27.180623030606125,32.308587105361028,36.782745686114708,1,0.66725819577813505,487.99074074074076,null,null,null,13.863888888888892,11,39600,19.306666666666665,788.73034468316791,371.44785934565948,0.94615384615384612,0,0,35.694520697167761,39.16146630323275,36.782745686114708,32.308587105361028,27.180623030606125,25.582014216242555,27.180623030606125,32.308587105361028,36.782745686114708,0,0.66725819577813505,487.99074074074076,null,null,null,13.863888888888892,11,39600,19.306666666666665,788.73034468316791,0,0.94615384615384612,0,0,35.694520697167761,39.16146630323275,36.782745686114708,32.308587105361028,27.180623030606125,25.582014216242555,27.180623030606125,32.308587105361028,36.782745686114708,1,0.66725819577813505,487.99074074074076,null,null,null,13.863888888888892,11,39600,19.306666666666665,788.73034468316791,0,0.94615384615384612,0,0,35.694520697167761,39.16146630323275,36.782745686114708,32.308587105361028,27.180623030606125,25.582014216242555,27.180623030606125,32.308587105361028,36.782745686114708,0,0.66725819577813505,487.99074074074076,null,null,null,13.863888888888892,11,39600,19.306666666666665,788.73034468316791,824.42063957308915,0.94615384615384612,0,0,35.694520697167761,39.16146630323275,36.782745686114708,32.308587105361028,27.180623030606125,25.582014216242555,27.180623030606125,32.308587105361028,36.782745686114708,1,0.66725819577813505,487.99074074074076,null,null,null,13.863888888888892,11,39600,19.306666666666665,788.73034468316791,824.42063957308915,0.94615384615384612,0,0,35.694520697167761,39.16146630323275,36.782745686114708,32.308587105361028,27.180623030606125,25.582014216242555,27.180623030606125,32.308587105361028,36.782745686114708,0,0.66725819577813505,487.99074074074076]
[null,"Infil RAH",12,43200,20.413333333333338,743.43603762457644,783.09539126548168,0.94615384615384612,0,0,29.262225490196084,39.209521752724868,36.957628924045849,32.722021955380995,27.867468863872993,26.354094111486191,27.867468863872993,32.722021955380995,36.957628924045842,1,3.669976064334763,461.97222222222229,null,null,null,"Infil RAH",12,43200,20.413333333333338,743.43603762457644,783.09539126548168,0.94615384615384612,0,0,29.262225490196084,39.209521752724868,36.957628924045849,32.722021955380995,27.867468863872993,26.354094111486191,27.867468863872993,32.722021955380995,36.957628924045842,0,3.669976064334763,461.97222222222229,null,null,null,"Infil RAH",12,43200,20.413333333333338,743.43603762457644,783.09539126548168,0.94615384615384612,0,0,35.729836601307198,39.209521752724868,36.957628924045849,32.722021955380995,27.867468863872993,26.354094111486191,27.867468863872993,32.722021955380995,36.957628924045842,1,3.6672581957781349,461.97222222222229,null,null,null,"Infil RAH",12,43200,20.413333333333338,743.43603762457644,783.09539126548168,0.94615384615384612,0,0,35.729836601307198,39.209521752724868,36.957628924045849,32.722021955380995,27.867468863872993,26.354094111486191,27.867468863872993,32.722021955380995,36.957628924045842,0,3.6672581957781349,461.97222222222229,null,null,null,"Infil RAH",12,43200,20.413333333333338,743.43603762457644,0,0.94615384615384612,0,0,35.729836601307198,39.209521752724868,36.957628924045849,32.722021955380995,27.867468863872993,26.354094111486191,27.867468863872993,32.722021955380995,36.957628924045842,1,3.6672581957781349,461.97222222222229,null,null,null,"Infil RAH",12,43200,20.413333333333338,743.43603762457644,0,0.94615384615384612,0,0,35.729836601307198,39.209521752724868,36.957628924045849,32.722021955380995,27.867468863872993,26.354094111486191,27.867468863872993,32.722021955380995,36.957628924045842,0,3.6672581957781349,461.97222222222229,null,null,null,"Infil RAH",12,43200,20.413333333333338,743.43603762457644,0,0.94615384615384612,0,0,35.729836601307198,39.209521752724868,36.957628924045849,32.722021955380995,27.867468863872993,26.354094111486191,27.867468863872993,32.722021955380995,36.957628924045842,1,3.6672581957781349,461.97222222222229,null,null,null,"Infil RAH",12,43200,20.413333333333338,743.43603762457644,0,0.94615384615384612,0,0,35.729836601307198,39.209521752724868,36.957628924045849,32.722021955380995,27.867468863872993,26.354094111486191,27.867468863872993,32.722021955380995,36.957628924045842,0,3.6672581957781349,461.97222222222229,null,null,null,"Infil RAH",12,43200,20.413333333333338,743.43603762457644,783.09539126548157,0.94615384615384612,0,0,35.729836601307198,39.209521752724868,36.957628924045849,32.722021955380995,27.867468863872993,26.354094111486191,27.867468863872993,32.722021955380995,36.957628924045842,1,3.6672581957781349,461.97222222222229,null,null,null,"Infil RAH",12,43200,20.413333333333338,743.43603762457644,783.09539126548157,0.94615384615384612,0,0,35.729836601307198,39.209521752724868,36.957628924045849,32.722021955380995,27.867468863872993,26.354094111486191,27.867468863872993,32.722021955380995,36.957628924045842,0,3.6672581957781349,461.97222222222229]
[null,0.13223547412677508,13,46800,21.54666666666667,770.96182966925335,716.98055217751937,0.94615384615384612,0,0,29.999235294117643,39.749505382481701,37.568699303550531,33.466800088992414,28.765493367097893,27.299892154787038,28.765493367097893,33.466800088992414,37.568699303550531,1,3.669976064334763,447.38888888888874,null,null,null,0.13223547412677508,13,46800,21.54666666666667,770.96182966925335,716.98055217751937,0.94615384615384612,0,0,29.999235294117643,39.749505382481701,37.568699303550531,33.466800088992414,28.765493367097893,27.299892154787038,28.765493367097893,33.466800088992414,37.568699303550531,0,3.669976064334763,447.38888888888874,null,null,null,0.13495334268340339,13,46800,21.54666666666667,770.96182966925335,716.98055217751937,0.94615384615384612,0,0,36.262679738562092,39.749505382481701,37.568699303550531,33.466800088992414,28.765493367097893,27.299892154787038,28.765493367097893,33.466800088992414,37.568699303550531,1,3.6672581957781349,447.38888888888874,null,null,null,0.13495334268340339,13,46800,21.54666666666667,770.96182966925335,716.98055217751937,0.94615384615384612,0,0,36.262679738562092,39.749505382481701,37.568699303550531,33.466800088992414,28.765493367097893,27.299892154787038,28.765493367097893,33.466800088992414,37.568699303550531,0,3.6672581957781349,447.38888888888874,null,null,null,0.13495334268340339,13,46800,21.54666666666667,770.96182966925335,0,0.94615384615384612,0,0,36.262679738562092,39.749505382481701,37.568699303550531,33.466800088992414,28.765493367097893,27.299892154787038,28.765493367097893,33.466800088992414,37.568699303550531,1,3.6672581957781349,447.38888888888874,null,null,null,0.13495334268340339,13,46800,21.54666666666667,770.96182966925335,0,0.94615384615384612,0,0,36.262679738562092,39.749505382481701,37.568699303550531,33.466800088992414,28.765493367097893,27.299892154787038,28.765493367097893,33.466800088992414,37.568699303550531,0,3.6672581957781349,447.38888888888874,null,null,null,0.13495334268340339,13,46800,21.54666666666667,770.96182966925335,323.04005809063409,0.94615384615384612,0,0,36.262679738562092,39.749505382481701,37.568699303550531,33.466800088992414,28.765493367097893,27.299892154787038,28.765493367097893,33.466800088992414,37.568699303550531,1,3.6672581957781349,447.38888888888874,null,null,null,0.13495334268340339,13,46800,21.54666666666667,770.96182966925335,323.04005809063409,0.94615384615384612,0,0,36.262679738562092,39.749505382481701,37.568699303550531,33.466800088992414,28.765493367097893,27.299892154787038,28.765493367097893,33.466800088992414,37.568699303550531,0,3.6672581957781349,447.38888888888874,null,null,null,0.13495334268340339,13,46800,21.54666666666667,770.96182966925335,716.98055217751937,0.94615384615384612,0,0,36.262679738562092,39.749505382481701,37.568699303550531,33.466800088992414,28.765493367097893,27.299892154787038,28.765493367097893,33.466800088992414,37.568699303550531,1,3.6672581957781349,447.38888888888874,null,null,null,0.13495334268340339,13,46800,21.54666666666667,770.96182966925335,716.98055217751937,0.94615384615384612,0,0,36.262679738562092,39.749505382481701,37.568699303550531,33.466800088992414,28.765493367097893,27.299892154787038,28.765493367097893,33.466800088992414,37.568699303550531,0,3.6672581957781349,447.38888888888874]
[null,"Cat Mes",14,50400,21.473333333333336,644.11722826934283,545.787862483597,0.94615384615384612,0,0,27.443532679738563,35.959730889921687,34.224176103855612,30.959754345972357,27.218305043910799,26.051933020710557,27.218305043910799,30.959754345972357,34.224176103855612,1,3.669976064334763,356.04629629629636,null,null,null,"Cat Mes",14,50400,21.473333333333336,644.11722826934283,545.787862483597,0.94615384615384612,0,0,27.443532679738563,35.959730889921687,34.224176103855612,30.959754345972357,27.218305043910799,26.051933020710557,27.218305043910799,30.959754345972357,34.224176103855612,0,3.669976064334763,356.04629629629636,null,null,null,"Cat Mes",14,50400,21.473333333333336,644.11722826934283,545.787862483597,0.94615384615384612,0,0,32.42818082788672,35.959730889921687,34.224176103855612,30.959754345972357,27.218305043910799,26.051933020710557,27.218305043910799,30.959754345972357,34.224176103855612,1,3.6672581957781349,356.04629629629636,null,null,null,"Cat Mes",14,50400,21.473333333333336,644.11722826934283,545.787862483597,0.94615384615384612,0,0,32.42818082788672,35.959730889921687,34.224176103855612,30.959754345972357,27.218305043910799,26.051933020710557,27.218305043910799,30.959754345972357,34.224176103855612,0,3.6672581957781349,356.04629629629636,null,null,null,"Cat Mes",14,50400,21.473333333333336,644.11722826934283,0,0.94615384615384612,0,0,32.42818082788672,35.959730889921687,34.224176103855612,30.959754345972357,27.218305043910799,26.051933020710557,27.218305043910799,30.959754345972357,34.224176103855612,1,3.6672581957781349,356.04629629629636,null,null,null,"Cat Mes",14,50400,21.473333333333336,644.11722826934283,0,0.94615384615384612,0,0,32.42818082788672,35.959730889921687,34.224176103855612,30.959754345972357,27.218305043910799,26.051933020710557,27.218305043910799,30.959754345972357,34.224176103855612,0,3.6672581957781349,356.04629629629636,null,null,null,"Cat Mes",14,50400,21.473333333333336,644.11722826934283,245.90812437854061,0.94615384615384612,0,0,32.42818082788672,35.959730889921687,34.224176103855612,30.959754345972357,27.218305043910799,26.051933020710557,27.218305043910799,30.959754345972357,34.224176103855612,1,3.6672581957781349,356.04629629629636,null,null,null,"Cat Mes",14,50400,21.473333333333336,644.11722826934283,245.90812437854061,0.94615384615384612,0,0,32.42818082788672,35.959730889921687,34.224176103855612,30.959754345972357,27.218305043910799,26.051933020710557,27.218305043910799,30.959754345972357,34.224176103855612,0,3.6672581957781349,356.04629629629636,null,null,null,"Cat Mes",14,50400,21.473333333333336,644.11722826934283,545.78786248359688,0.94615384615384612,0,0,32.42818082788672,35.959730889921687,34.224176103855612,30.959754345972357,27.218305043910799,26.051933020710557,27.218305043910799,30.959754345972357,34.224176103855612,1,3.6672581957781349,356.04629629629636,null,null,null,"Cat Mes",14,50400,21.473333333333336,644.11722826934283,545.78786248359688,0.94615384615384612,0,0,32.42818082788672,35.959730889921687,34.224176103855612,30.959754345972357,27.218305043910799,26.051933020710557,27.218305043910799,30.959754345972357,34.224176103855612,0,3.6672581957781349,356.04629629629636]
[null,"v",15,54000,21.320000000000007,484.61142586119627,244.08853791911145,0.94615384615384612,0,0,23.386098039215693,29.961432063896801,28.926138180902406,26.978843918235615,24.746992980969654,24.051228243025484,24.746992980969654,26.978843918235615,28.926138180902406,1,3.669976064334763,212.38888888888886,null,null,null,"v",15,54000,21.320000000000007,484.61142586119627,244.08853791911145,0.94615384615384612,0,0,23.386098039215693,29.961432063896801,28.926138180902406,26.978843918235615,24.746992980969654,24.051228243025484,24.746992980969654,26.978843918235615,28.926138180902406,0,3.669976064334763,212.38888888888886,null,null,null,"v",15,54000,21.320000000000007,484.61142586119627,244.08853791911145,0.94615384615384612,0,0,26.359542483660135,29.961432063896801,28.926138180902406,26.978843918235615,24.746992980969654,24.051228243025484,24.746992980969654,26.978843918235615,28.926138180902406,1,3.6672581957781349,212.38888888888886,null,null,null,"v",15,54000,21.320000000000007,484.61142586119627,244.08853791911145,0.94615384615384612,0,0,26.359542483660135,29.961432063896801,28.926138180902406,26.978843918235615,24.746992980969654,24.051228243025484,24.746992980969654,26.978843918235615,28.926138180902406,0,3.6672581957781349,212.38888888888886,null,null,null,"v",15,54000,21.320000000000007,484.61142586119627,0,0.94615384615384612,0,0,26.359542483660135,29.961432063896801,28.926138180902406,26.978843918235615,24.746992980969654,24.051228243025484,24.746992980969654,26.978843918235615,28.926138180902406,1,3.6672581957781349,212.38888888888886,null,null,null,"v",15,54000,21.320000000000007,484.61142586119627,0,0.94615384615384612,0,0,26.359542483660135,29.961432063896801,28.926138180902406,26.978843918235615,24.746992980969654,24.051228243025484,24.746992980969654,26.978843918235615,28.926138180902406,0,3.6672581957781349,212.38888888888886,null,null,null,"v",15,54000,21.320000000000007,484.61142586119627,109.97561262878563,0.94615384615384612,0,0,26.359542483660135,29.961432063896801,28.926138180902406,26.978843918235615,24.746992980969654,24.051228243025484,24.746992980969654,26.978843918235615,28.926138180902406,1,3.6672581957781349,212.38888888888886,null,null,null,"v",15,54000,21.320000000000007,484.61142586119627,109.97561262878563,0.94615384615384612,0,0,26.359542483660135,29.961432063896801,28.926138180902406,26.978843918235615,24.746992980969654,24.051228243025484,24.746992980969654,26.978843918235615,28.926138180902406,0,3.6672581957781349,212.38888888888886,null,null,null,"v",15,54000,21.320000000000007,484.61142586119627,244.08853791911139,0.94615384615384612,0,0,26.359542483660135,29.961432063896801,28.926138180902406,26.978843918235615,24.746992980969654,24.051228243025484,24.746992980969654,26.978843918235615,28.926138180902406,1,3.6672581957781349,212.38888888888886,null,null,null,"v",15,54000,21.320000000000007,484.61142586119627,244.08853791911139,0.94615384615384612,0,0,26.359542483660135,29.961432063896801,28.926138180902406,26.978843918235615,24.746992980969654,24.051228243025484,24.746992980969654,26.978843918235615,28.926138180902406,0,3.6672581957781349,212.38888888888886]
[null,null,16,57600,19.563333333333333,281.52311938231134,76.341934835910266,1.1353846153846152,0,0,18.617875816993461,23.696061109989877,23.200936256190573,22.269651137110671,21.202278010342532,20.869531512162766,21.202278010342532,22.269651137110671,23.20093625619057,1,0.66997606433476342,101.57407407407409,null,null,null,null,16,57600,19.563333333333333,281.52311938231134,76.341934835910266,1.1353846153846152,0,0,18.617875816993461,23.696061109989877,23.200936256190573,22.269651137110671,21.202278010342532,20.869531512162766,21.202278010342532,22.269651137110671,23.20093625619057,0,0.66997606433476342,101.57407407407409,null,null,null,null,16,57600,19.563333333333333,281.52311938231134,76.341934835910266,1.1353846153846152,0,0,20.039912854030501,23.696061109989877,23.200936256190573,22.269651137110671,21.202278010342532,20.869531512162766,21.202278010342532,22.269651137110671,23.20093625619057,1,0.66725819577813505,101.57407407407409,null,null,null,null,16,57600,19.563333333333333,281.52311938231134,76.341934835910266,1.1353846153846152,0,0,20.039912854030501,23.696061109989877,23.200936256190573,22.269651137110671,21.202278010342532,20.869531512162766,21.202278010342532,22.269651137110671,23.20093625619057,0,0.66725819577813505,101.57407407407409,null,null,null,null,16,57600,19.563333333333333,281.52311938231134,0,1.1353846153846152,0,0,20.039912854030501,23.696061109989877,23.200936256190573,22.269651137110671,21.202278010342532,20.869531512162766,21.202278010342532,22.269651137110671,23.20093625619057,1,0.66725819577813505,101.57407407407409,null,null,null,null,16,57600,19.563333333333333,281.52311938231134,0,1.1353846153846152,0,0,20.039912854030501,23.696061109989877,23.200936256190573,22.269651137110671,21.202278010342532,20.869531512162766,21.202278010342532,22.269651137110671,23.20093625619057,0,0.66725819577813505,101.57407407407409,null,null,null,null,16,57600,19.563333333333333,281.52311938231134,34.396334725182108,1.1353846153846152,0,0,20.039912854030501,23.696061109989877,23.200936256190573,22.269651137110671,21.202278010342532,20.869531512162766,21.202278010342532,22.269651137110671,23.20093625619057,1,0.66725819577813505,101.57407407407409,null,null,null,null,16,57600,19.563333333333333,281.52311938231134,34.396334725182108,1.1353846153846152,0,0,20.039912854030501,23.696061109989877,23.200936256190573,22.269651137110671,21.202278010342532,20.869531512162766,21.202278010342532,22.269651137110671,23.20093625619057,0,0.66725819577813505,101.57407407407409,null,null,null,null,16,57600,19.563333333333333,281.52311938231134,76.341934835910251,1.1353846153846152,0,0,20.039912854030501,23.696061109989877,23.200936256190573,22.269651137110671,21.202278010342532,20.869531512162766,21.202278010342532,22.269651137110671,23.20093625619057,1,0.66725819577813505,101.57407407407409,null,null,null,null,16,57600,19.563333333333333,281.52311938231134,76.341934835910251,1.1353846153846152,0,0,20.039912854030501,23.696061109989877,23.200936256190573,22.269651137110671,21.202278010342532,20.869531512162766,21.202278010342532,22.269651137110671,23.20093625619057,0,0.66725819577813505,101.57407407407409]
[null,null,17,61200,18.296666666666667,35.09196125098736,1.0282677790057098,1.8923076923076922,1.5,0,14.858019607843136,18.696753895363955,18.648821115533977,18.558663887050582,18.455332049254068,18.423119033660001,18.455332049254068,18.558663887050582,18.648821115533977,1,0.66997606433476342,9.8333333333333321,null,null,null,null,17,61200,18.296666666666667,35.09196125098736,1.0282677790057098,1.8923076923076922,1.5,0,14.858019607843136,18.696753895363955,18.648821115533977,18.558663887050582,18.455332049254068,18.423119033660001,18.455332049254068,18.558663887050582,18.648821115533977,0,0.66997606433476342,9.8333333333333321,null,null,null,null,17,61200,18.296666666666667,35.09196125098736,1.0282677790057098,1.8923076923076922,1.5,0,14.995686274509804,18.696753895363955,18.648821115533977,18.558663887050582,18.455332049254068,18.423119033660001,18.455332049254068,18.558663887050582,18.648821115533977,1,0.66725819577813505,9.8333333333333321,null,null,null,null,17,61200,18.296666666666667,35.09196125098736,1.0282677790057098,1.8923076923076922,1.5,0,14.995686274509804,18.696753895363955,18.648821115533977,18.558663887050582,18.455332049254068,18.423119033660001,18.455332049254068,18.558663887050582,18.648821115533977,0,0.66725819577813505,9.8333333333333321,null,null,null,null,17,61200,18.296666666666667,35.09196125098736,0,1.8923076923076922,1.5,0,14.995686274509804,18.696753895363955,18.648821115533977,18.558663887050582,18.455332049254068,18.423119033660001,18.455332049254068,18.558663887050582,18.648821115533977,1,0.66725819577813505,9.8333333333333321,null,null,null,null,17,61200,18.296666666666667,35.09196125098736,0,1.8923076923076922,1.5,0,14.995686274509804,18.696753895363955,18.648821115533977,18.558663887050582,18.455332049254068,18.423119033660001,18.455332049254068,18.558663887050582,18.648821115533977,0,0.66725819577813505,9.8333333333333321,null,null,null,null,17,61200,18.296666666666667,35.09196125098736,0.46329245898498006,1.8923076923076922,1.5,0,14.995686274509804,18.696753895363955,18.648821115533977,18.558663887050582,18.455332049254068,18.423119033660001,18.455332049254068,18.558663887050582,18.648821115533977,1,0.66725819577813505,9.8333333333333321,null,null,null,null,17,61200,18.296666666666667,35.09196125098736,0.46329245898498006,1.8923076923076922,1.5,0,14.995686274509804,18.696753895363955,18.648821115533977,18.558663887050582,18.455332049254068,18.423119033660001,18.455332049254068,18.558663887050582,18.648821115533977,0,0.66725819577813505,9.8333333333333321,null,null,null,null,17,61200,18.296666666666667,35.09196125098736,1.0282677790057098,1.8923076923076922,1.5,0,14.995686274509804,18.696753895363955,18.648821115533977,18.558663887050582,18.455332049254068,18.423119033660001,18.455332049254068,18.558663887050582,18.648821115533977,1,0.66725819577813505,9.8333333333333321,null,null,null,null,17,61200,18.296666666666667,35.09196125098736,1.0282677790057098,1.8923076923076922,1.5,0,14.995686274509804,18.696753895363955,18.648821115533977,18.558663887050582,18.455332049254068,18.423119033660001,18.455332049254068,18.558663887050582,18.648821115533977,0,0.66725819577813505,9.8333333333333321]
[null,null,18,64800,16.59333333333333,0,0,1.8923076923076922,1.5,0,12.887450980392153,16.59333333333333,16.59333333333333,16.59333333333333,16.59333333333333,16.59333333333333,16.59333333333333,16.59333333333333,16.59333333333333,1,0.66997606433476342,0,null,null,null,null,18,64800,16.59333333333333,0,0,1.8923076923076922,1.5,0,12.887450980392153,16.59333333333333,16.59333333333333,16.59333333333333,16.59333333333333,16.59333333333333,16.59333333333333,16.59333333333333,16.59333333333333,0,0.66997606433476342,0,null,null,null,null,18,64800,16.59333333333333,0,0,1.8923076923076922,1.5,0,12.887450980392153,16.59333333333333,16.59333333333333,16.59333333333333,16.59333333333333,16.59333333333333,16.59333333333333,16.59333333333333,16.59333333333333,1,0.66725819577813505,0,null,null,null,null,18,64800,16.59333333333333,0,0,1.8923076923076922,1.5,0,12.887450980392153,16.59333333333333,16.59333333333333,16.59333333333333,16.59333333333333,16.59333333333333,16.59333333333333,16.59333333333333,16.59333333333333,0,0.66725819577813505,0,null,null,null,null,18,64800,16.59333333333333,0,0,1.8923076923076922,1.5,0,12.887450980392153,16.59333333333333,16.59333333333333,16.59333333333333,16.59333333333333,16.59333333333333,16.59333333333333,16.59333333333333,16.59333333333333,1,0.66725819577813505,0,null,null,null,null,18,64800,16.59333333333333,0,0,1.8923076923076922,1.5,0,12.887450980392153,16.59333333333333,16.59333333333333,16.59333333333333,16.59333333333333,16.59333333333333,16.59333333333333,16.59333333333333,16.59333333333333,0,0.66725819577813505,0,null,null,null,null,18,64800,16.59333333333333,0,0,1.8923076923076922,1.5,0,12.887450980392153,16.59333333333333,16.59333333333333,16.59333333333333,16.59333333333333,16.59333333333333,16.59333333333333,16.59333333333333,16.59333333333333,1,0.66725819577813505,0,null,null,null,null,18,64800,16.59333333333333,0,0,1.8923076923076922,1.5,0,12.887450980392153,16.59333333333333,16.59333333333333,16.59333333333333,16.59333333333333,16.59333333333333,16.59333333333333,16.59333333333333,16.59333333333333,0,0.66725819577813505,0,null,null,null,null,18,64800,16.59333333333333,0,0,1.8923076923076922,1.5,0,12.887450980392153,16.59333333333333,16.59333333333333,16.59333333333333,16.59333333333333,16.59333333333333,16.59333333333333,16.59333333333333,16.59333333333333,1,0.66725819577813505,0,null,null,null,null,18,64800,16.59333333333333,0,0,1.8923076923076922,1.5,0,12.887450980392153,16.59333333333333,16.59333333333333,16.59333333333333,16.59333333333333,16.59333333333333,16.59333333333333,16.59333333333333,16.59333333333333,0,0.66725819577813505,0]
[null,null,19,68400,14.659999999999997,0,0,2.8384615384615381,1.5,0,10.954117647058819,14.659999999999997,14.659999999999997,14.659999999999997,14.659999999999997,14.659999999999997,14.659999999999997,14.659999999999997,14.659999999999997,1,0.66997606433476342,0,null,null,null,null,19,68400,14.659999999999997,0,0,2.8384615384615381,1.5,0,10.954117647058819,14.659999999999997,14.659999999999997,14.659999999999997,14.659999999999997,14.659999999999997,14.659999999999997,14.659999999999997,14.659999999999997,0,0.66997606433476342,0,null,null,null,null,19,68400,14.659999999999997,0,0,2.8384615384615381,1.5,0,10.954117647058819,14.659999999999997,14.659999999999997,14.659999999999997,14.659999999999997,14.659999999999997,14.659999999999997,14.659999999999997,14.659999999999997,1,0.66725819577813505,0,null,null,null,null,19,68400,14.659999999999997,0,0,2.8384615384615381,1.5,0,10.954117647058819,14.659999999999997,14.659999999999997,14.659999999999997,14.659999999999997,14.659999999999997,14.659999999999997,14.659999999999997,14.659999999999997,0,0.66725819577813505,0,null,null,null,null,19,68400,14.659999999999997,0,0,2.8384615384615381,1.5,0,10.954117647058819,14.659999999999997,14.659999999999997,14.659999999999997,14.659999999999997,14.659999999999997,14.659999999999997,14.659999999999997,14.659999999999997,1,0.66725819577813505,0,null,null,null,null,19,68400,14.659999999999997,0,0,2.8384615384615381,1.5,0,10.954117647058819,14.659999999999997,14.659999999999997,14.659999999999997,14.659999999999997,14.659999999999997,14.659999999999997,14.659999999999997,14.659999999999997,0,0.66725819577813505,0,null,null,null,null,19,68400,14.659999999999997,0,0,2.8384615384615381,1.5,0,10.954117647058819,14.659999999999997,14.659999999999997,14.659999999999997,14.659999999999997,14.659999999999997,14.659999999999997,14.659999999999997,14.659999999999997,1,0.66725819577813505,0,null,null,null,null,19,68400,14.659999999999997,0,0,2.8384615384615381,1.5,0,10.954117647058819,14.659999999999997,14.659999999999997,14.659999999999997,14.659999999999997,14.659999999999997,14.659999999999997,14.659999999999997,14.659999999999997,0,0.66725819577813505,0,null,null,null,null,19,68400,14.659999999999997,0,0,2.8384615384615381,1.5,0,10.954117647058819,14.659999999999997,14.659999999999997,14.659999999999997,14.659999999999997,14.659999999999997,14.659999999999997,14.659999999999997,14.659999999999997,1,0.66725819577813505,0,null,null,null,null,19,68400,14.659999999999997,0,0,2.8384615384615381,1.5,0,10.954117647058819,14.659999999999997,14.659999999999997,14.659999999999997,14.659999999999997,14.659999999999997,14.659999999999997,14.659999999999997,14.659999999999997,0,0.66725819577813505,0]
[null,null,20,72000,14.04666666666667,0,0,3.4061538461538463,1.5,0,10.340784313725493,14.04666666666667,14.04666666666667,14.04666666666667,14.04666666666667,14.04666666666667,14.04666666666667,14.04666666666667,14.04666666666667,1,0.66997606433476342,0,null,null,null,null,20,72000,14.04666666666667,0,0,3.4061538461538463,1.5,0,10.340784313725493,14.04666666666667,14.04666666666667,14.04666666666667,14.04666666666667,14.04666666666667,14.04666666666667,14.04666666666667,14.04666666666667,0,0.66997606433476342,0,null,null,null,null,20,72000,14.04666666666667,0,0,3.4061538461538463,1.5,0,10.340784313725493,14.04666666666667,14.04666666666667,14.04666666666667,14.04666666666667,14.04666666666667,14.04666666666667,14.04666666666667,14.04666666666667,1,0.66725819577813505,0,null,null,null,null,20,72000,14.04666666666667,0,0,3.4061538461538463,1.5,0,10.340784313725493,14.04666666666667,14.04666666666667,14.04666666666667,14.04666666666667,14.04666666666667,14.04666666666667,14.04666666666667,14.04666666666667,0,0.66725819577813505,0,null,null,null,null,20,72000,14.04666666666667,0,0,3.4061538461538463,1.5,0,10.340784313725493,14.04666666666667,14.04666666666667,14.04666666666667,14.04666666666667,14.04666666666667,14.04666666666667,14.04666666666667,14.04666666666667,1,0.66725819577813505,0,null,null,null,null,20,72000,14.04666666666667,0,0,3.4061538461538463,1.5,0,10.340784313725493,14.04666666666667,14.04666666666667,14.04666666666667,14.04666666666667,14.04666666666667,14.04666666666667,14.04666666666667,14.04666666666667,0,0.66725819577813505,0,null,null,null,null,20,72000,14.04666666666667,0,0,3.4061538461538463,1.5,0,10.340784313725493,14.04666666666667,14.04666666666667,14.04666666666667,14.04666666666667,14.04666666666667,14.04666666666667,14.04666666666667,14.04666666666667,1,0.66725819577813505,0,null,null,null,null,20,72000,14.04666666666667,0,0,3.4061538461538463,1.5,0,10.340784313725493,14.04666666666667,14.04666666666667,14.04666666666667,14.04666666666667,14.04666666666667,14.04666666666667,14.04666666666667,14.04666666666667,0,0.66725819577813505,0,null,null,null,null,20,72000,14.04666666666667,0,0,3.4061538461538463,1.5,0,10.340784313725493,14.04666666666667,14.04666666666667,14.04666666666667,14.04666666666667,14.04666666666667,14.04666666666667,14.04666666666667,14.04666666666667,1,0.66725819577813505,0,null,null,null,null,20,72000,14.04666666666667,0,0,3.4061538461538463,1.5,0,10.340784313725493,14.04666666666667,14.04666666666667,14.04666666666667,14.04666666666667,14.04666666666667,14.04666666666667,14.04666666666667,14.04666666666667,0,0.66725819577813505,0]
[null,null,21,75600,12.653333333333336,0,0,3.7846153846153845,1.5,0,8.9474509803921585,12.653333333333336,12.653333333333336,12.653333333333336,12.653333333333336,12.653333333333336,12.653333333333336,12.653333333333336,12.653333333333336,1,0.66997606433476342,0,null,null,null,null,21,75600,12.653333333333336,0,0,3.7846153846153845,1.5,0,8.9474509803921585,12.653333333333336,12.653333333333336,12.653333333333336,12.653333333333336,12.653333333333336,12.653333333333336,12.653333333333336,12.653333333333336,0,0.66997606433476342,0,null,null,null,null,21,75600,12.653333333333336,0,0,3.7846153846153845,1.5,0,8.9474509803921585,12.653333333333336,12.653333333333336,12.653333333333336,12.653333333333336,12.653333333333336,12.653333333333336,12.653333333333336,12.653333333333336,1,0.66725819577813505,0,null,null,null,null,21,75600,12.653333333333336,0,0,3.7846153846153845,1.5,0,8.9474509803921585,12.653333333333336,12.653333333333336,12.653333333333336,12.653333333333336,12.653333333333336,12.653333333333336,12.653333333333336,12.653333333333336,0,0.66725819577813505,0,null,null,null,null,21,75600,12.653333333333336,0,0,3.7846153846153845,1.5,0,8.9474509803921585,12.653333333333336,12.653333333333336,12.653333333333336,12.653333333333336,12.653333333333336,12.653333333333336,12.653333333333336,12.653333333333336,1,0.66725819577813505,0,null,null,null,null,21,75600,12.653333333333336,0,0,3.7846153846153845,1.5,0,8.9474509803921585,12.653333333333336,12.653333333333336,12.653333333333336,12.653333333333336,12.653333333333336,12.653333333333336,12.653333333333336,12.653333333333336,0,0.66725819577813505,0,null,null,null,null,21,75600,12.653333333333336,0,0,3.7846153846153845,1.5,0,8.9474509803921585,12.653333333333336,12.653333333333336,12.653333333333336,12.653333333333336,12.653333333333336,12.653333333333336,12.653333333333336,12.653333333333336,1,0.66725819577813505,0,null,null,null,null,21,75600,12.653333333333336,0,0,3.7846153846153845,1.5,0,8.9474509803921585,12.653333333333336,12.653333333333336,12.653333333333336,12.653333333333336,12.653333333333336,12.653333333333336,12.653333333333336,12.653333333333336,0,0.66725819577813505,0,null,null,null,null,21,75600,12.653333333333336,0,0,3.7846153846153845,1.5,0,8.9474509803921585,12.653333333333336,12.653333333333336,12.653333333333336,12.653333333333336,12.653333333333336,12.653333333333336,12.653333333333336,12.653333333333336,1,0.66725819577813505,0,null,null,null,null,21,75600,12.653333333333336,0,0,3.7846153846153845,1.5,0,8.9474509803921585,12.653333333333336,12.653333333333336,12.653333333333336,12.653333333333336,12.653333333333336,12.653333333333336,12.653333333333336,12.653333333333336,0,0.66725819577813505,0]
[null,null,22,79200,11.556666666666667,0,0,3.1538461538461537,0,0,7.85078431372549,11.556666666666667,11.556666666666667,11.556666666666667,11.556666666666667,11.556666666666667,11.556666666666667,11.556666666666667,11.556666666666667,2,0.66997606433476342,0,null,null,null,null,22,79200,11.556666666666667,0,0,3.1538461538461537,0,0,7.85078431372549,11.556666666666667,11.556666666666667,11.556666666666667,11.556666666666667,11.556666666666667,11.556666666666667,11.556666666666667,11.556666666666667,0,0.66997606433476342,0,null,null,null,null,22,79200,11.556666666666667,0,0,3.1538461538461537,0,0,7.85078431372549,11.556666666666667,11.556666666666667,11.556666666666667,11.556666666666667,11.556666666666667,11.556666666666667,11.556666666666667,11.556666666666667,2,0.66725819577813505,0,null,null,null,null,22,79200,11.556666666666667,0,0,3.1538461538461537,0,0,7.85078431372549,11.556666666666667,11.556666666666667,11.556666666666667,11.556666666666667,11.556666666666667,11.556666666666667,11.556666666666667,11.556666666666667,0,0.66725819577813505,0,null,null,null,null,22,79200,11.556666666666667,0,0,3.1538461538461537,0,0,7.85078431372549,11.556666666666667,11.556666666666667,11.556666666666667,11.556666666666667,11.556666666666667,11.556666666666667,11.556666666666667,11.556666666666667,2,0.66725819577813505,0,null,null,null,null,22,79200,11.556666666666667,0,0,3.1538461538461537,0,0,7.85078431372549,11.556666666666667,11.556666666666667,11.556666666666667,11.556666666666667,11.556666666666667,11.556666666666667,11.556666666666667,11.556666666666667,0,0.66725819577813505,0,null,null,null,null,22,79200,11.556666666666667,0,0,3.1538461538461537,0,0,7.85078431372549,11.556666666666667,11.556666666666667,11.556666666666667,11.556666666666667,11.556666666666667,11.556666666666667,11.556666666666667,11.556666666666667,2,0.66725819577813505,0,null,null,null,null,22,79200,11.556666666666667,0,0,3.1538461538461537,0,0,7.85078431372549,11.556666666666667,11.556666666666667,11.556666666666667,11.556666666666667,11.556666666666667,11.556666666666667,11.556666666666667,11.556666666666667,0,0.66725819577813505,0,null,null,null,null,22,79200,11.556666666666667,0,0,3.1538461538461537,0,0,7.85078431372549,11.556666666666667,11.556666666666667,11.556666666666667,11.556666666666667,11.556666666666667,11.556666666666667,11.556666666666667,11.556666666666667,2,0.66725819577813505,0,null,null,null,null,22,79200,11.556666666666667,0,0,3.1538461538461537,0,0,7.85078431372549,11.556666666666667,11.556666666666667,11.556666666666667,11.556666666666667,11.556666666666667,11.556666666666667,11.556666666666667,11.556666666666667,0,0.66725819577813505,0]
[null,null,23,82800,10.4,0,0,3.1538461538461537,0,0,6.6941176470588237,10.4,10.4,10.4,10.4,10.4,10.4,10.4,10.4,2,0.66997606433476342,0,null,null,null,null,23,82800,10.4,0,0,3.1538461538461537,0,0,6.6941176470588237,10.4,10.4,10.4,10.4,10.4,10.4,10.4,10.4,0,0.66997606433476342,0,null,null,null,null,23,82800,10.4,0,0,3.1538461538461537,0,0,6.6941176470588237,10.4,10.4,10.4,10.4,10.4,10.4,10.4,10.4,2,0.66725819577813505,0,null,null,null,null,23,82800,10.4,0,0,3.1538461538461537,0,0,6.6941176470588237,10.4,10.4,10.4,10.4,10.4,10.4,10.4,10.4,0,0.66725819577813505,0,null,null,null,null,23,82800,10.4,0,0,3.1538461538461537,0,0,6.6941176470588237,10.4,10.4,10.4,10.4,10.4,10.4,10.4,10.4,2,0.66725819577813505,0,null,null,null,null,23,82800,10.4,0,0,3.1538461538461537,0,0,6.6941176470588237,10.4,10.4,10.4,10.4,10.4,10.4,10.4,10.4,0,0.66725819577813505,0,null,null,null,null,23,82800,10.4,0,0,3.1538461538461537,0,0,6.6941176470588237,10.4,10.4,10.4,10.4,10.4,10.4,10.4,10.4,2,0.66725819577813505,0,null,null,null,null,23,82800,10.4,0,0,3.1538461538461537,0,0,6.6941176470588237,10.4,10.4,10.4,10.4,10.4,10.4,10.4,10.4,0,0.66725819577813505,0,null,null,null,null,23,82800,10.4,0,0,3.1538461538461537,0,0,6.6941176470588237,10.4,10.4,10.4,10.4,10.4,10.4,10.4,10.4,2,0.66725819577813505,0,null,null,null,null,23,82800,10.4,0,0,3.1538461538461537,0,0,6.6941176470588237,10.4,10.4,10.4,10.4,10.4,10.4,10.4,10.4,0,0.66725819577813505,0]
[null,null,24,86400,9.7866666666666671,0,0,3.1538461538461537,0,0,6.0807843137254904,9.7866666666666671,9.7866666666666671,9.7866666666666671,9.7866666666666671,9.7866666666666671,9.7866666666666671,9.7866666666666671,9.7866666666666671,2,0.66997606433476342,0,null,null,null,null,24,86400,9.7866666666666671,0,0,3.1538461538461537,0,0,6.0807843137254904,9.7866666666666671,9.7866666666666671,9.7866666666666671,9.7866666666666671,9.7866666666666671,9.7866666666666671,9.7866666666666671,9.7866666666666671,0,0.66997606433476342,0,null,null,null,null,24,86400,9.7866666666666671,0,0,3.1538461538461537,0,0,6.0807843137254904,9.7866666666666671,9.7866666666666671,9.7866666666666671,9.7866666666666671,9.7866666666666671,9.7866666666666671,9.7866666666666671,9.7866666666666671,2,0.66725819577813505,0,null,null,null,null,24,86400,9.7866666666666671,0,0,3.1538461538461537,0,0,6.0807843137254904,9.7866666666666671,9.7866666666666671,9.7866666666666671,9.7866666666666671,9.7866666666666671,9.7866666666666671,9.7866666666666671,9.7866666666666671,0,0.66725819577813505,0,null,null,null,null,24,86400,9.7866666666666671,0,0,3.1538461538461537,0,0,6.0807843137254904,9.7866666666666671,9.7866666666666671,9.7866666666666671,9.7866666666666671,9.7866666666666671,9.7866666666666671,9.7866666666666671,9.7866666666666671,2,0.66725819577813505,0,null,null,null,null,24,86400,9.7866666666666671,0,0,3.1538461538461537,0,0,6.0807843137254904,9.7866666666666671,9.7866666666666671,9.7866666666666671,9.7866666666666671,9.7866666666666671,9.7866666666666671,9.7866666666666671,9.7866666666666671,0,0.66725819577813505,0,null,null,null,null,24,86400,9.7866666666666671,0,0,3.1538461538461537,0,0,6.0807843137254904,9.7866666666666671,9.7866666666666671,9.7866666666666671,9.7866666666666671,9.7866666666666671,9.7866666666666671,9.7866666666666671,9.7866666666666671,2,0.66725819577813505,0,null,null,null,null,24,86400,9.7866666666666671,0,0,3.1538461538461537,0,0,6.0807843137254904,9.7866666666666671,9.7866666666666671,9.7866666666666671,9.7866666666666671,9.7866666666666671,9.7866666666666671,9.7866666666666671,9.7866666666666671,0,0.66725819577813505,0,null,null,null,null,24,86400,9.7866666666666671,0,0,3.1538461538461537,0,0,6.0807843137254904,9.7866666666666671,9.7866666666666671,9.7866666666666671,9.7866666666666671,9.7866666666666671,9.7866666666666671,9.7866666666666671,9.7866666666666671,2,0.66725819577813505,0,null,null,null,null,24,86400,9.7866666666666671,0,0,3.1538461538461537,0,0,6.0807843137254904,9.7866666666666671,9.7866666666666671,9.7866666666666671,9.7866666666666671,9.7866666666666671,9.7866666666666671,9.7866666666666671,9.7866666666666671,0,0.66725819577813505,0]
[null,null,null,"Valor Variable",null,null,null,null,null,null,null,null,null,null,null,null,null,null,null,null,null,null,null,null,null,null,null,"Valor Variable",null,null,null,null,null,null,null,null,null,null,null,null,null,null,null,null,null,null,null,null,null,null,null,"Valor Variable",null,null,null,null,null,null,null,null,null,null,null,null,null,null,null,null,null,null,null,null,null,null,null,"Valor Variable",null,null,null,null,null,null,null,null,null,null,null,null,null,null,null,null,null,null,null,null,null,null,null,"Valor Variable",null,null,null,null,null,null,null,null,null,null,null,null,null,null,null,null,null,null,null,null,null,null,null,"Valor Variable",null,null,null,null,null,null,null,null,null,null,null,null,null,null,null,null,null,null,null,null,null,null,null,"Valor Variable",null,null,null,null,null,null,null,null,null,null,null,null,null,null,null,null,null,null,null,null,null,null,null,"Valor Variable",null,null,null,null,null,null,null,null,null,null,null,null,null,null,null,null,null,null,null,null,null,null,null,"Valor Variable",null,null,null,null,null,null,null,null,null,null,null,null,null,null,null,null,null,null,null,null,null,null,null,"Valor Variable"]
[]
[]
[]
[]
[null,null,null,null,null,"Rad Ventanas: Sol Incidente*FS*FAV*FAR [W]",null,null,null,null,null,null,null,null,null,null,null,null,null,null,null,null,null,null,null,null,null,null,null,"Rad Ventanas: Sol Incidente*FS*FAV*FAR [W]",null,null,null,null,null,null,null,null,null,null,null,null,null,null,null,null,null,null,null,null,null,null,null,"Rad Ventanas: Sol Incidente*FS*FAV*FAR [W]",null,null,null,null,null,null,null,null,null,null,null,null,null,null,null,null,null,null,null,null,null,null,null,"Rad Ventanas: Sol Incidente*FS*FAV*FAR [W]",null,null,null,null,null,null,null,null,null,null,null,null,null,null,null,null,null,null,null,null,null,null,null,"Rad Ventanas: Sol Incidente*FS*FAV*FAR [W]",null,null,null,null,null,null,null,null,null,null,null,null,null,null,null,null,null,null,null,null,null,null,null,"Rad Ventanas: Sol Incidente*FS*FAV*FAR [W]",null,null,null,null,null,null,null,null,null,null,null,null,null,null,null,null,null,null,null,null,null,null,null,"Rad Ventanas: Sol Incidente*FS*FAV*FAR [W]",null,null,null,null,null,null,null,null,null,null,null,null,null,null,null,null,null,null,null,null,null,null,null,"Rad Ventanas: Sol Incidente*FS*FAV*FAR [W]",null,null,null,null,null,null,null,null,null,null,null,null,null,null,null,null,null,null,null,null,null,null,null,"Rad Ventanas: Sol Incidente*FS*FAV*FAR [W]",null,null,null,null,null,null,null,null,null,null,null,null,null,null,null,null,null,null,null,null,null,null,null,"Rad Ventanas: Sol Incidente*FS*FAV*FAR [W]"]
[null,"Mes","Tiempo [hrs]","Tiempo [s]","T° exterior","Difuso","Directo","Qgen Pers [W/m2]","Qgen Ilum [W/m2]","Qgen Equip [W/m2]","TsolH","TsolN","TsolNE","TsolE","TsolSE","TsolS","TsolSO","TsolO","TsolNO","Clima [0, 1 o 2]","N [RAH]","G total [W/m2]",null,null,null,"Mes","Tiempo [hrs]","Tiempo [s]","T° exterior","Difuso","Directo","Qgen Pers [W/m2]","Qgen Ilum [W/m2]","Qgen Equip [W/m2]","TsolH","TsolN","TsolNE","TsolE","TsolSE","TsolS","TsolSO","TsolO","TsolNO","Clima [0, 1 o 2]","N [RAH]","G total [W/m2]",null,null,null,"Mes","Tiempo [hrs]","Tiempo [s]","T° exterior","Difuso","Directo","Qgen Pers [W/m2]","Qgen Ilum [W/m2]","Qgen Equip [W/m2]","TsolH","TsolN","TsolNE","TsolE","TsolSE","TsolS","TsolSO","TsolO","TsolNO","Clima [0, 1 o 2]","N [RAH]","G total [W/m2]",null,null,null,"Mes","Tiempo [hrs]","Tiempo [s]","T° exterior","Difuso","Directo","Qgen Pers [W/m2]","Qgen Ilum [W/m2]","Qgen Equip [W/m2]","TsolH","TsolN","TsolNE","TsolE","TsolSE","TsolS","TsolSO","TsolO","TsolNO","Clima [0, 1 o 2]","N [RAH]","G total [W/m2]",null,null,null,"Mes","Tiempo [hrs]","Tiempo [s]","T° exterior","Difuso","Directo","Qgen Pers [W/m2]","Qgen Ilum [W/m2]","Qgen Equip [W/m2]","TsolH","TsolN","TsolNE","TsolE","TsolSE","TsolS","TsolSO","TsolO","TsolNO","Clima [0, 1 o 2]","N [RAH]","G total [W/m2]",null,null,null,"Mes","Tiempo [hrs]","Tiempo [s]","T° exterior","Difuso","Directo","Qgen Pers [W/m2]","Qgen Ilum [W/m2]","Qgen Equip [W/m2]","TsolH","TsolN","TsolNE","TsolE","TsolSE","TsolS","TsolSO","TsolO","TsolNO","Clima [0, 1 o 2]","N [RAH]","G total [W/m2]",null,null,null,"Mes","Tiempo [hrs]","Tiempo [s]","T° exterior","Difuso","Directo","Qgen Pers [W/m2]","Qgen Ilum [W/m2]","Qgen Equip [W/m2]","TsolH","TsolN","TsolNE","TsolE","TsolSE","TsolS","TsolSO","TsolO","TsolNO","Clima [0, 1 o 2]","N [RAH]","G total [W/m2]",null,null,null,"Mes","Tiempo [hrs]","Tiempo [s]","T° exterior","Difuso","Directo","Qgen Pers [W/m2]","Qgen Ilum [W/m2]","Qgen Equip [W/m2]","TsolH","TsolN","TsolNE","TsolE","TsolSE","TsolS","TsolSO","TsolO","TsolNO","Clima [0, 1 o 2]","N [RAH]","G total [W/m2]",null,null,null,"Mes","Tiempo [hrs]","Tiempo [s]","T° exterior","Difuso","Directo","Qgen Pers [W/m2]","Qgen Ilum [W/m2]","Qgen Equip [W/m2]","TsolH","TsolN","TsolNE","TsolE","TsolSE","TsolS","TsolSO","TsolO","TsolNO","Clima [0, 1 o 2]","N [RAH]","G total [W/m2]",null,null,null,"Mes","Tiempo [hrs]","Tiempo [s]","T° exterior","Difuso","Directo","Qgen Pers [W/m2]","Qgen Ilum [W/m2]","Qgen Equip [W/m2]","TsolH","TsolN","TsolNE","TsolE","TsolSE","TsolS","TsolSO","TsolO","TsolNO","Clima [0, 1 o 2]","N [RAH]","G total [W/m2]"]
[null,"Mayo",0,0,7.9258064516129032,0,0,3.1538461538461537,0,0,4.2199240986717266,7.9258064516129032,7.9258064516129032,7.9258064516129032,7.9258064516129032,7.9258064516129032,7.9258064516129032,7.9258064516129032,7.9258064516129032,2,0.58892851567641735,0,null,null,null,"Mayo",0,0,7.9258064516129032,0,0,3.1538461538461537,0,0,4.2199240986717266,7.9258064516129032,7.9258064516129032,7.9258064516129032,7.9258064516129032,7.9258064516129032,7.9258064516129032,7.9258064516129032,7.9258064516129032,0,0.58892851567641735,0,null,null,null,"Mayo",0,0,7.9258064516129032,0,0,3.1538461538461537,0,0,4.2199240986717266,7.9258064516129032,7.9258064516129032,7.9258064516129032,7.9258064516129032,7.9258064516129032,7.9258064516129032,7.9258064516129032,7.9258064516129032,2,0.5845448567141136,0,null,null,null,"Mayo",0,0,7.9258064516129032,0,0,3.1538461538461537,0,0,4.2199240986717266,7.9258064516129032,7.9258064516129032,7.9258064516129032,7.9258064516129032,7.9258064516129032,7.9258064516129032,7.9258064516129032,7.9258064516129032,0,0.5845448567141136,0,null,null,null,"Mayo",0,0,7.9258064516129032,0,0,3.1538461538461537,0,0,4.2199240986717266,7.9258064516129032,7.9258064516129032,7.9258064516129032,7.9258064516129032,7.9258064516129032,7.9258064516129032,7.9258064516129032,7.9258064516129032,2,0.5845448567141136,0,null,null,null,"Mayo",0,0,7.9258064516129032,0,0,3.1538461538461537,0,0,4.2199240986717266,7.9258064516129032,7.9258064516129032,7.9258064516129032,7.9258064516129032,7.9258064516129032,7.9258064516129032,7.9258064516129032,7.9258064516129032,0,0.5845448567141136,0,null,null,null,"Mayo",0,0,7.9258064516129032,0,0,3.1538461538461537,0,0,4.2199240986717266,7.9258064516129032,7.9258064516129032,7.9258064516129032,7.9258064516129032,7.9258064516129032,7.9258064516129032,7.9258064516129032,7.9258064516129032,2,0.5845448567141136,0,null,null,null,"Mayo",0,0,7.9258064516129032,0,0,3.1538461538461537,0,0,4.2199240986717266,7.9258064516129032,7.9258064516129032,7.9258064516129032,7.9258064516129032,7.9258064516129032,7.9258064516129032,7.9258064516129032,7.9258064516129032,0,0.5845448567141136,0,null,null,null,"Mayo",0,0,7.9258064516129032,0,0,3.1538461538461537,0,0,4.2199240986717266,7.9258064516129032,7.9258064516129032,7.9258064516129032,7.9258064516129032,7.9258064516129032,7.9258064516129032,7.9258064516129032,7.9258064516129032,2,0.5845448567141136,0,null,null,null,"Mayo",0,0,7.9258064516129032,0,0,3.1538461538461537,0,0,4.2199240986717266,7.9258064516129032,7.9258064516129032,7.9258064516129032,7.9258064516129032,7.9258064516129032,7.9258064516129032,7.9258064516129032,7.9258064516129032,0,0.5845448567141136,0]
[null,5,1,3600,6.8032258064516133,0,0,3.1538461538461537,0,0,3.0973434535104367,6.8032258064516133,6.8032258064516133,6.8032258064516133,6.8032258064516133,6.8032258064516133,6.8032258064516133,6.8032258064516133,6.8032258064516133,2,0.58892851567641735,0,null,null,null,5,1,3600,6.8032258064516133,0,0,3.1538461538461537,0,0,3.0973434535104367,6.8032258064516133,6.8032258064516133,6.8032258064516133,6.8032258064516133,6.8032258064516133,6.8032258064516133,6.8032258064516133,6.8032258064516133,0,0.58892851567641735,0,null,null,null,5,1,3600,6.8032258064516133,0,0,3.1538461538461537,0,0,3.0973434535104367,6.8032258064516133,6.8032258064516133,6.8032258064516133,6.8032258064516133,6.8032258064516133,6.8032258064516133,6.8032258064516133,6.8032258064516133,2,0.5845448567141136,0,null,null,null,5,1,3600,6.8032258064516133,0,0,3.1538461538461537,0,0,3.0973434535104367,6.8032258064516133,6.8032258064516133,6.8032258064516133,6.8032258064516133,6.8032258064516133,6.8032258064516133,6.8032258064516133,6.8032258064516133,0,0.5845448567141136,0,null,null,null,5,1,3600,6.8032258064516133,0,0,3.1538461538461537,0,0,3.0973434535104367,6.8032258064516133,6.8032258064516133,6.8032258064516133,6.8032258064516133,6.8032258064516133,6.8032258064516133,6.8032258064516133,6.8032258064516133,2,0.5845448567141136,0,null,null,null,5,1,3600,6.8032258064516133,0,0,3.1538461538461537,0,0,3.0973434535104367,6.8032258064516133,6.8032258064516133,6.8032258064516133,6.8032258064516133,6.8032258064516133,6.8032258064516133,6.8032258064516133,6.8032258064516133,0,0.5845448567141136,0,null,null,null,5,1,3600,6.8032258064516133,0,0,3.1538461538461537,0,0,3.0973434535104367,6.8032258064516133,6.8032258064516133,6.8032258064516133,6.8032258064516133,6.8032258064516133,6.8032258064516133,6.8032258064516133,6.8032258064516133,2,0.5845448567141136,0,null,null,null,5,1,3600,6.8032258064516133,0,0,3.1538461538461537,0,0,3.0973434535104367,6.8032258064516133,6.8032258064516133,6.8032258064516133,6.8032258064516133,6.8032258064516133,6.8032258064516133,6.8032258064516133,6.8032258064516133,0,0.5845448567141136,0,null,null,null,5,1,3600,6.8032258064516133,0,0,3.1538461538461537,0,0,3.0973434535104367,6.8032258064516133,6.8032258064516133,6.8032258064516133,6.8032258064516133,6.8032258064516133,6.8032258064516133,6.8032258064516133,6.8032258064516133,2,0.5845448567141136,0,null,null,null,5,1,3600,6.8032258064516133,0,0,3.1538461538461537,0,0,3.0973434535104367,6.8032258064516133,6.8032258064516133,6.8032258064516133,6.8032258064516133,6.8032258064516133,6.8032258064516133,6.8032258064516133,6.8032258064516133,0,0.5845448567141136,0]
[null,"Tmax Dia",2,7200,6.0870967741935491,0,0,3.1538461538461537,0,0,2.3812144212523725,6.0870967741935491,6.0870967741935491,6.0870967741935491,6.0870967741935491,6.0870967741935491,6.0870967741935491,6.0870967741935491,6.0870967741935491,2,0.58892851567641735,0,null,null,null,"Tmax Dia",2,7200,6.0870967741935491,0,0,3.1538461538461537,0,0,2.3812144212523725,6.0870967741935491,6.0870967741935491,6.0870967741935491,6.0870967741935491,6.0870967741935491,6.0870967741935491,6.0870967741935491,6.0870967741935491,0,0.58892851567641735,0,null,null,null,"Tmax Dia",2,7200,6.0870967741935491,0,0,3.1538461538461537,0,0,2.3812144212523725,6.0870967741935491,6.0870967741935491,6.0870967741935491,6.0870967741935491,6.0870967741935491,6.0870967741935491,6.0870967741935491,6.0870967741935491,2,0.5845448567141136,0,null,null,null,"Tmax Dia",2,7200,6.0870967741935491,0,0,3.1538461538461537,0,0,2.3812144212523725,6.0870967741935491,6.0870967741935491,6.0870967741935491,6.0870967741935491,6.0870967741935491,6.0870967741935491,6.0870967741935491,6.0870967741935491,0,0.5845448567141136,0,null,null,null,"Tmax Dia",2,7200,6.0870967741935491,0,0,3.1538461538461537,0,0,2.3812144212523725,6.0870967741935491,6.0870967741935491,6.0870967741935491,6.0870967741935491,6.0870967741935491,6.0870967741935491,6.0870967741935491,6.0870967741935491,2,0.5845448567141136,0,null,null,null,"Tmax Dia",2,7200,6.0870967741935491,0,0,3.1538461538461537,0,0,2.3812144212523725,6.0870967741935491,6.0870967741935491,6.0870967741935491,6.0870967741935491,6.0870967741935491,6.0870967741935491,6.0870967741935491,6.0870967741935491,0,0.5845448567141136,0,null,null,null,"Tmax Dia",2,7200,6.0870967741935491,0,0,3.1538461538461537,0,0,2.3812144212523725,6.0870967741935491,6.0870967741935491,6.0870967741935491,6.0870967741935491,6.0870967741935491,6.0870967741935491,6.0870967741935491,6.0870967741935491,2,0.5845448567141136,0,null,null,null,"Tmax Dia",2,7200,6.0870967741935491,0,0,3.1538461538461537,0,0,2.3812144212523725,6.0870967741935491,6.0870967741935491,6.0870967741935491,6.0870967741935491,6.0870967741935491,6.0870967741935491,6.0870967741935491,6.0870967741935491,0,0.5845448567141136,0,null,null,null,"Tmax Dia",2,7200,6.0870967741935491,0,0,3.1538461538461537,0,0,2.3812144212523725,6.0870967741935491,6.0870967741935491,6.0870967741935491,6.0870967741935491,6.0870967741935491,6.0870967741935491,6.0870967741935491,6.0870967741935491,2,0.5845448567141136,0,null,null,null,"Tmax Dia",2,7200,6.0870967741935491,0,0,3.1538461538461537,0,0,2.3812144212523725,6.0870967741935491,6.0870967741935491,6.0870967741935491,6.0870967741935491,6.0870967741935491,6.0870967741935491,6.0870967741935491,6.0870967741935491,0,0.5845448567141136,0]
[null,24.151909274193546,3,10800,5.7193548387096778,0,0,3.1538461538461537,0,0,2.0134724857685011,5.7193548387096778,5.7193548387096778,5.7193548387096778,5.7193548387096778,5.7193548387096778,5.7193548387096778,5.7193548387096778,5.7193548387096778,2,0.58892851567641735,0,null,null,null,24.151909274193546,3,10800,5.7193548387096778,0,0,3.1538461538461537,0,0,2.0134724857685011,5.7193548387096778,5.7193548387096778,5.7193548387096778,5.7193548387096778,5.7193548387096778,5.7193548387096778,5.7193548387096778,5.7193548387096778,0,0.58892851567641735,0,null,null,null,24.151909274193546,3,10800,5.7193548387096778,0,0,3.1538461538461537,0,0,2.0134724857685011,5.7193548387096778,5.7193548387096778,5.7193548387096778,5.7193548387096778,5.7193548387096778,5.7193548387096778,5.7193548387096778,5.7193548387096778,2,0.5845448567141136,0,null,null,null,24.151909274193546,3,10800,5.7193548387096778,0,0,3.1538461538461537,0,0,2.0134724857685011,5.7193548387096778,5.7193548387096778,5.7193548387096778,5.7193548387096778,5.7193548387096778,5.7193548387096778,5.7193548387096778,5.7193548387096778,0,0.5845448567141136,0,null,null,null,24.151909274193546,3,10800,5.7193548387096778,0,0,3.1538461538461537,0,0,2.0134724857685011,5.7193548387096778,5.7193548387096778,5.7193548387096778,5.7193548387096778,5.7193548387096778,5.7193548387096778,5.7193548387096778,5.7193548387096778,2,0.5845448567141136,0,null,null,null,24.151909274193546,3,10800,5.7193548387096778,0,0,3.1538461538461537,0,0,2.0134724857685011,5.7193548387096778,5.7193548387096778,5.7193548387096778,5.7193548387096778,5.7193548387096778,5.7193548387096778,5.7193548387096778,5.7193548387096778,0,0.5845448567141136,0,null,null,null,24.151909274193546,3,10800,5.7193548387096778,0,0,3.1538461538461537,0,0,2.0134724857685011,5.7193548387096778,5.7193548387096778,5.7193548387096778,5.7193548387096778,5.7193548387096778,5.7193548387096778,5.7193548387096778,5.7193548387096778,2,0.5845448567141136,0,null,null,null,24.151909274193546,3,10800,5.7193548387096778,0,0,3.1538461538461537,0,0,2.0134724857685011,5.7193548387096778,5.7193548387096778,5.7193548387096778,5.7193548387096778,5.7193548387096778,5.7193548387096778,5.7193548387096778,5.7193548387096778,0,0.5845448567141136,0,null,null,null,24.151909274193546,3,10800,5.7193548387096778,0,0,3.1538461538461537,0,0,2.0134724857685011,5.7193548387096778,5.7193548387096778,5.7193548387096778,5.7193548387096778,5.7193548387096778,5.7193548387096778,5.7193548387096778,5.7193548387096778,2,0.5845448567141136,0,null,null,null,24.151909274193546,3,10800,5.7193548387096778,0,0,3.1538461538461537,0,0,2.0134724857685011,5.7193548387096778,5.7193548387096778,5.7193548387096778,5.7193548387096778,5.7193548387096778,5.7193548387096778,5.7193548387096778,5.7193548387096778,0,0.5845448567141136,0]
[null,"Tmin Dia",4,14400,5.6290322580645169,0,0,3.1538461538461537,0,0,1.9231499051233403,5.6290322580645169,5.6290322580645169,5.6290322580645169,5.6290322580645169,5.6290322580645169,5.6290322580645169,5.6290322580645169,5.6290322580645169,2,0.58892851567641735,0,null,null,null,"Tmin Dia",4,14400,5.6290322580645169,0,0,3.1538461538461537,0,0,1.9231499051233403,5.6290322580645169,5.6290322580645169,5.6290322580645169,5.6290322580645169,5.6290322580645169,5.6290322580645169,5.6290322580645169,5.6290322580645169,0,0.58892851567641735,0,null,null,null,"Tmin Dia",4,14400,5.6290322580645169,0,0,3.1538461538461537,0,0,1.9231499051233403,5.6290322580645169,5.6290322580645169,5.6290322580645169,5.6290322580645169,5.6290322580645169,5.6290322580645169,5.6290322580645169,5.6290322580645169,2,0.5845448567141136,0,null,null,null,"Tmin Dia",4,14400,5.6290322580645169,0,0,3.1538461538461537,0,0,1.9231499051233403,5.6290322580645169,5.6290322580645169,5.6290322580645169,5.6290322580645169,5.6290322580645169,5.6290322580645169,5.6290322580645169,5.6290322580645169,0,0.5845448567141136,0,null,null,null,"Tmin Dia",4,14400,5.6290322580645169,0,0,3.1538461538461537,0,0,1.9231499051233403,5.6290322580645169,5.6290322580645169,5.6290322580645169,5.6290322580645169,5.6290322580645169,5.6290322580645169,5.6290322580645169,5.6290322580645169,2,0.5845448567141136,0,null,null,null,"Tmin Dia",4,14400,5.6290322580645169,0,0,3.1538461538461537,0,0,1.9231499051233403,5.6290322580645169,5.6290322580645169,5.6290322580645169,5.6290322580645169,5.6290322580645169,5.6290322580645169,5.6290322580645169,5.6290322580645169,0,0.5845448567141136,0,null,null,null,"Tmin Dia",4,14400,5.6290322580645169,0,0,3.1538461538461537,0,0,1.9231499051233403,5.6290322580645169,5.6290322580645169,5.6290322580645169,5.6290322580645169,5.6290322580645169,5.6290322580645169,5.6290322580645169,5.6290322580645169,2,0.5845448567141136,0,null,null,null,"Tmin Dia",4,14400,5.6290322580645169,0,0,3.1538461538461537,0,0,1.9231499051233403,5.6290322580645169,5.6290322580645169,5.6290322580645169,5.6290322580645169,5.6290322580645169,5.6290322580645169,5.6290322580645169,5.6290322580645169,0,0.5845448567141136,0,null,null,null,"Tmin Dia",4,14400,5.6290322580645169,0,0,3.1538461538461537,0,0,1.9231499051233403,5.6290322580645169,5.6290322580645169,5.6290322580645169,5.6290322580645169,5.6290322580645169,5.6290322580645169,5.6290322580645169,5.6290322580645169,2,0.5845448567141136,0,null,null,null,"Tmin Dia",4,14400,5.6290322580645169,0,0,3.1538461538461537,0,0,1.9231499051233403,5.6290322580645169,5.6290322580645169,5.6290322580645169,5.6290322580645169,5.6290322580645169,5.6290322580645169,5.6290322580645169,5.6290322580645169,0,0.5845448567141136,0]
[null,19.151909274193546,5,18000,5.6903225806451623,0,0,3.1538461538461537,0,0,1.9844402277039856,5.6903225806451623,5.6903225806451623,5.6903225806451623,5.6903225806451623,5.6903225806451623,5.6903225806451623,5.6903225806451623,5.6903225806451623,2,0.58892851567641735,0,null,null,null,19.151909274193546,5,18000,5.6903225806451623,0,0,3.1538461538461537,0,0,1.9844402277039856,5.6903225806451623,5.6903225806451623,5.6903225806451623,5.6903225806451623,5.6903225806451623,5.6903225806451623,5.6903225806451623,5.6903225806451623,0,0.58892851567641735,0,null,null,null,19.151909274193546,5,18000,5.6903225806451623,0,0,3.1538461538461537,0,0,1.9844402277039856,5.6903225806451623,5.6903225806451623,5.6903225806451623,5.6903225806451623,5.6903225806451623,5.6903225806451623,5.6903225806451623,5.6903225806451623,2,0.5845448567141136,0,null,null,null,19.151909274193546,5,18000,5.6903225806451623,0,0,3.1538461538461537,0,0,1.9844402277039856,5.6903225806451623,5.6903225806451623,5.6903225806451623,5.6903225806451623,5.6903225806451623,5.6903225806451623,5.6903225806451623,5.6903225806451623,0,0.5845448567141136,0,null,null,null,19.151909274193546,5,18000,5.6903225806451623,0,0,3.1538461538461537,0,0,1.9844402277039856,5.6903225806451623,5.6903225806451623,5.6903225806451623,5.6903225806451623,5.6903225806451623,5.6903225806451623,5.6903225806451623,5.6903225806451623,2,0.5845448567141136,0,null,null,null,19.151909274193546,5,18000,5.6903225806451623,0,0,3.1538461538461537,0,0,1.9844402277039856,5.6903225806451623,5.6903225806451623,5.6903225806451623,5.6903225806451623,5.6903225806451623,5.6903225806451623,5.6903225806451623,5.6903225806451623,0,0.5845448567141136,0,null,null,null,19.151909274193546,5,18000,5.6903225806451623,0,0,3.1538461538461537,0,0,1.9844402277039856,5.6903225806451623,5.6903225806451623,5.6903225806451623,5.6903225806451623,5.6903225806451623,5.6903225806451623,5.6903225806451623,5.6903225806451623,2,0.5845448567141136,0,null,null,null,19.151909274193546,5,18000,5.6903225806451623,0,0,3.1538461538461537,0,0,1.9844402277039856,5.6903225806451623,5.6903225806451623,5.6903225806451623,5.6903225806451623,5.6903225806451623,5.6903225806451623,5.6903225806451623,5.6903225806451623,0,0.5845448567141136,0,null,null,null,19.151909274193546,5,18000,5.6903225806451623,0,0,3.1538461538461537,0,0,1.9844402277039856,5.6903225806451623,5.6903225806451623,5.6903225806451623,5.6903225806451623,5.6903225806451623,5.6903225806451623,5.6903225806451623,5.6903225806451623,2,0.5845448567141136,0,null,null,null,19.151909274193546,5,18000,5.6903225806451623,0,0,3.1538461538461537,0,0,1.9844402277039856,5.6903225806451623,5.6903225806451623,5.6903225806451623,5.6903225806451623,5.6903225806451623,5.6903225806451623,5.6903225806451623,5.6903225806451623,0,0.5845448567141136,0]
[null,"Tmax Noche",6,21600,5.6806451612903235,2.9155870244722797,0,2.523076923076923,0,0,2.0005755850727391,5.7307667051360758,5.7215188283377065,5.7068563236827377,5.6951978726964487,5.6935432526935879,5.6951978726964487,5.7068563236827377,5.7215188283377065,2,0.58892851567641735,0.94982078853046625,null,null,null,"Tmax Noche",6,21600,5.6806451612903235,2.9155870244722797,0,2.523076923076923,0,0,2.0005755850727391,5.7307667051360758,5.7215188283377065,5.7068563236827377,5.6951978726964487,5.6935432526935879,5.6951978726964487,5.7068563236827377,5.7215188283377065,0,0.58892851567641735,0.94982078853046625,null,null,null,"Tmax Noche",6,21600,5.6806451612903235,2.9155870244722797,0,2.523076923076923,0,0,2.0138730761121657,5.7307667051360758,5.7215188283377065,5.7068563236827377,5.6951978726964487,5.6935432526935879,5.6951978726964487,5.7068563236827377,5.7215188283377065,2,0.5845448567141136,0.94982078853046625,null,null,null,"Tmax Noche",6,21600,5.6806451612903235,2.9155870244722797,0,2.523076923076923,0,0,2.0138730761121657,5.7307667051360758,5.7215188283377065,5.7068563236827377,5.6951978726964487,5.6935432526935879,5.6951978726964487,5.7068563236827377,5.7215188283377065,0,0.5845448567141136,0.94982078853046625,null,null,null,"Tmax Noche",6,21600,5.6806451612903235,2.9155870244722797,0,2.523076923076923,0,0,2.0138730761121657,5.7307667051360758,5.7215188283377065,5.7068563236827377,5.6951978726964487,5.6935432526935879,5.6951978726964487,5.7068563236827377,5.7215188283377065,2,0.5845448567141136,0.94982078853046625,null,null,null,"Tmax Noche",6,21600,5.6806451612903235,2.9155870244722797,0,2.523076923076923,0,0,2.0138730761121657,5.7307667051360758,5.7215188283377065,5.7068563236827377,5.6951978726964487,5.6935432526935879,5.6951978726964487,5.7068563236827377,5.7215188283377065,0,0.5845448567141136,0.94982078853046625,null,null,null,"Tmax Noche",6,21600,5.6806451612903235,2.9155870244722797,0,2.523076923076923,0,0,2.0138730761121657,5.7307667051360758,5.7215188283377065,5.7068563236827377,5.6951978726964487,5.6935432526935879,5.6951978726964487,5.7068563236827377,5.7215188283377065,2,0.5845448567141136,0.94982078853046625,null,null,null,"Tmax Noche",6,21600,5.6806451612903235,2.9155870244722797,0,2.523076923076923,0,0,2.0138730761121657,5.7307667051360758,5.7215188283377065,5.7068563236827377,5.6951978726964487,5.6935432526935879,5.6951978726964487,5.7068563236827377,5.7215188283377065,0,0.5845448567141136,0.94982078853046625,null,null,null,"Tmax Noche",6,21600,5.6806451612903235,2.9155870244722797,0,2.523076923076923,0,0,2.0138730761121657,5.7307667051360758,5.7215188283377065,5.7068563236827377,5.6951978726964487,5.6935432526935879,5.6951978726964487,5.7068563236827377,5.7215188283377065,2,0.5845448567141136,0.94982078853046625,null,null,null,"Tmax Noche",6,21600,5.6806451612903235,2.9155870244722797,0,2.523076923076923,0,0,2.0138730761121657,5.7307667051360758,5.7215188283377065,5.7068563236827377,5.6951978726964487,5.6935432526935879,5.6951978726964487,5.7068563236827377,5.7215188283377065,0,0.5845448567141136,0.94982078853046625]
[null,24.151909274193546,7,25200,7.0451612903225804,118.01501114966203,23.236058899418992,3.0276923076923077,0,0,4.3817741935483872,9.0694096790364114,8.6959175981513344,8.1037460658124534,7.6328986255076829,7.5660738308638464,7.6328986255076829,8.1037460658124534,8.6959175981513344,1,0.58892851567641735,38.360215053763433,null,null,null,24.151909274193546,7,25200,7.0451612903225804,118.01501114966203,23.236058899418992,3.0276923076923077,0,0,4.3817741935483872,9.0694096790364114,8.6959175981513344,8.1037460658124534,7.6328986255076829,7.5660738308638464,7.6328986255076829,8.1037460658124534,8.6959175981513344,0,0.58892851567641735,38.360215053763433,null,null,null,24.151909274193546,7,25200,7.0451612903225804,118.01501114966203,23.236058899418992,3.0276923076923077,0,0,4.9188172043010754,9.0694096790364114,8.6959175981513344,8.1037460658124534,7.6328986255076829,7.5660738308638464,7.6328986255076829,8.1037460658124534,8.6959175981513344,1,0.5845448567141136,38.360215053763433,null,null,null,24.151909274193546,7,25200,7.0451612903225804,118.01501114966203,23.236058899418992,3.0276923076923077,0,0,4.9188172043010754,9.0694096790364114,8.6959175981513344,8.1037460658124534,7.6328986255076829,7.5660738308638464,7.6328986255076829,8.1037460658124534,8.6959175981513344,0,0.5845448567141136,38.360215053763433,null,null,null,24.151909274193546,7,25200,7.0451612903225804,118.01501114966203,8.2729953979163167,3.0276923076923077,0,0,4.9188172043010754,9.0694096790364114,8.6959175981513344,8.1037460658124534,7.6328986255076829,7.5660738308638464,7.6328986255076829,8.1037460658124534,8.6959175981513344,1,0.5845448567141136,38.360215053763433,null,null,null,24.151909274193546,7,25200,7.0451612903225804,118.01501114966203,8.2729953979163167,3.0276923076923077,0,0,4.9188172043010754,9.0694096790364114,8.6959175981513344,8.1037460658124534,7.6328986255076829,7.5660738308638464,7.6328986255076829,8.1037460658124534,8.6959175981513344,0,0.5845448567141136,38.360215053763433,null,null,null,24.151909274193546,7,25200,7.0451612903225804,118.01501114966203,0,3.0276923076923077,0,0,4.9188172043010754,9.0694096790364114,8.6959175981513344,8.1037460658124534,7.6328986255076829,7.5660738308638464,7.6328986255076829,8.1037460658124534,8.6959175981513344,1,0.5845448567141136,38.360215053763433,null,null,null,24.151909274193546,7,25200,7.0451612903225804,118.01501114966203,0,3.0276923076923077,0,0,4.9188172043010754,9.0694096790364114,8.6959175981513344,8.1037460658124534,7.6328986255076829,7.5660738308638464,7.6328986255076829,8.1037460658124534,8.6959175981513344,0,0.5845448567141136,38.360215053763433,null,null,null,24.151909274193546,7,25200,7.0451612903225804,118.01501114966203,23.236058899418989,3.0276923076923077,0,0,4.9188172043010754,9.0694096790364114,8.6959175981513344,8.1037460658124534,7.6328986255076829,7.5660738308638464,7.6328986255076829,8.1037460658124534,8.6959175981513344,1,0.5845448567141136,38.360215053763433,null,null,null,24.151909274193546,7,25200,7.0451612903225804,118.01501114966203,23.236058899418989,3.0276923076923077,0,0,4.9188172043010754,9.0694096790364114,8.6959175981513344,8.1037460658124534,7.6328986255076829,7.5660738308638464,7.6328986255076829,8.1037460658124534,8.6959175981513344,0,0.5845448567141136,38.360215053763433]
[null,"Tmin Noche",8,28800,9.0387096774193569,330.4552838873467,198.84766398904773,1.5138461538461538,0,0,9.2600221378874146,16.664277013272656,15.257291078109455,13.02651548782001,11.252781157104046,11.001044772329191,11.252781157104046,13.02651548782001,15.257291078109455,1,0.58892851567641735,144.50716845878136,null,null,null,"Tmin Noche",8,28800,9.0387096774193569,330.4552838873467,198.84766398904773,1.5138461538461538,0,0,9.2600221378874146,16.664277013272656,15.257291078109455,13.02651548782001,11.252781157104046,11.001044772329191,11.252781157104046,13.02651548782001,15.257291078109455,0,0.58892851567641735,144.50716845878136,null,null,null,"Tmin Noche",8,28800,9.0387096774193569,330.4552838873467,198.84766398904773,1.5138461538461538,0,0,11.283122496310355,16.664277013272656,15.257291078109455,13.02651548782001,11.252781157104046,11.001044772329191,11.252781157104046,13.02651548782001,15.257291078109455,1,0.5845448567141136,144.50716845878136,null,null,null,"Tmin Noche",8,28800,9.0387096774193569,330.4552838873467,198.84766398904773,1.5138461538461538,0,0,11.283122496310355,16.664277013272656,15.257291078109455,13.02651548782001,11.252781157104046,11.001044772329191,11.252781157104046,13.02651548782001,15.257291078109455,0,0.5845448567141136,144.50716845878136,null,null,null,"Tmin Noche",8,28800,9.0387096774193569,330.4552838873467,70.797970352405002,1.5138461538461538,0,0,11.283122496310355,16.664277013272656,15.257291078109455,13.02651548782001,11.252781157104046,11.001044772329191,11.252781157104046,13.02651548782001,15.257291078109455,1,0.5845448567141136,144.50716845878136,null,null,null,"Tmin Noche",8,28800,9.0387096774193569,330.4552838873467,70.797970352405002,1.5138461538461538,0,0,11.283122496310355,16.664277013272656,15.257291078109455,13.02651548782001,11.252781157104046,11.001044772329191,11.252781157104046,13.02651548782001,15.257291078109455,0,0.5845448567141136,144.50716845878136,null,null,null,"Tmin Noche",8,28800,9.0387096774193569,330.4552838873467,0,1.5138461538461538,0,0,11.283122496310355,16.664277013272656,15.257291078109455,13.02651548782001,11.252781157104046,11.001044772329191,11.252781157104046,13.02651548782001,15.257291078109455,1,0.5845448567141136,144.50716845878136,null,null,null,"Tmin Noche",8,28800,9.0387096774193569,330.4552838873467,0,1.5138461538461538,0,0,11.283122496310355,16.664277013272656,15.257291078109455,13.02651548782001,11.252781157104046,11.001044772329191,11.252781157104046,13.02651548782001,15.257291078109455,0,0.5845448567141136,144.50716845878136,null,null,null,"Tmin Noche",8,28800,9.0387096774193569,330.4552838873467,198.8476639890477,1.5138461538461538,0,0,11.283122496310355,16.664277013272656,15.257291078109455,13.02651548782001,11.252781157104046,11.001044772329191,11.252781157104046,13.02651548782001,15.257291078109455,1,0.5845448567141136,144.50716845878136,null,null,null,"Tmin Noche",8,28800,9.0387096774193569,330.4552838873467,198.8476639890477,1.5138461538461538,0,0,11.283122496310355,16.664277013272656,15.257291078109455,13.02651548782001,11.252781157104046,11.001044772329191,11.252781157104046,13.02651548782001,15.257291078109455,0,0.5845448567141136,144.50716845878136]
[null,17.151909274193546,9,32400,11.09677419354839,502.77310336780482,458.25774018603909,0.94615384615384612,0,0,14.539326375711578,24.977131925548981,22.416080761245908,18.355535250428851,15.126914224933275,14.668693751499539,15.126914224933275,18.355535250428851,22.416080761245908,1,0.58892851567641735,263.03763440860217,null,null,null,17.151909274193546,9,32400,11.09677419354839,502.77310336780482,458.25774018603909,0.94615384615384612,0,0,14.539326375711578,24.977131925548981,22.416080761245908,18.355535250428851,15.126914224933275,14.668693751499539,15.126914224933275,18.355535250428851,22.416080761245908,0,0.58892851567641735,263.03763440860217,null,null,null,17.151909274193546,9,32400,11.09677419354839,502.77310336780482,458.25774018603909,0.94615384615384612,0,0,18.221853257432006,24.977131925548981,22.416080761245908,18.355535250428851,15.126914224933275,14.668693751499539,15.126914224933275,18.355535250428851,22.416080761245908,1,0.5845448567141136,263.03763440860217,null,null,null,17.151909274193546,9,32400,11.09677419354839,502.77310336780482,458.25774018603909,0.94615384615384612,0,0,18.221853257432006,24.977131925548981,22.416080761245908,18.355535250428851,15.126914224933275,14.668693751499539,15.126914224933275,18.355535250428851,22.416080761245908,0,0.5845448567141136,263.03763440860217,null,null,null,17.151909274193546,9,32400,11.09677419354839,502.77310336780482,163.15865749993552,0.94615384615384612,0,0,18.221853257432006,24.977131925548981,22.416080761245908,18.355535250428851,15.126914224933275,14.668693751499539,15.126914224933275,18.355535250428851,22.416080761245908,1,0.5845448567141136,263.03763440860217,null,null,null,17.151909274193546,9,32400,11.09677419354839,502.77310336780482,163.15865749993552,0.94615384615384612,0,0,18.221853257432006,24.977131925548981,22.416080761245908,18.355535250428851,15.126914224933275,14.668693751499539,15.126914224933275,18.355535250428851,22.416080761245908,0,0.5845448567141136,263.03763440860217,null,null,null,17.151909274193546,9,32400,11.09677419354839,502.77310336780482,0,0.94615384615384612,0,0,18.221853257432006,24.977131925548981,22.416080761245908,18.355535250428851,15.126914224933275,14.668693751499539,15.126914224933275,18.355535250428851,22.416080761245908,1,0.5845448567141136,263.03763440860217,null,null,null,17.151909274193546,9,32400,11.09677419354839,502.77310336780482,0,0.94615384615384612,0,0,18.221853257432006,24.977131925548981,22.416080761245908,18.355535250428851,15.126914224933275,14.668693751499539,15.126914224933275,18.355535250428851,22.416080761245908,0,0.5845448567141136,263.03763440860217,null,null,null,17.151909274193546,9,32400,11.09677419354839,502.77310336780482,458.25774018603903,0.94615384615384612,0,0,18.221853257432006,24.977131925548981,22.416080761245908,18.355535250428851,15.126914224933275,14.668693751499539,15.126914224933275,18.355535250428851,22.416080761245908,1,0.5845448567141136,263.03763440860217,null,null,null,17.151909274193546,9,32400,11.09677419354839,502.77310336780482,458.25774018603903,0.94615384615384612,0,0,18.221853257432006,24.977131925548981,22.416080761245908,18.355535250428851,15.126914224933275,14.668693751499539,15.126914224933275,18.355535250428851,22.416080761245908,0,0.5845448567141136,263.03763440860217]
[null,"Tsuelo",10,36000,13.090322580645161,621.25195790772386,502.7908266441741,0.94615384615384612,0,0,17.739256799493987,29.313153220304784,26.319894681859058,21.574084566695632,17.800595935671016,17.265045391537548,17.800595935671016,21.574084566695632,26.319894681859058,1,0.58892851567641735,307.42831541218629,null,null,null,"Tsuelo",10,36000,13.090322580645161,621.25195790772386,502.7908266441741,0.94615384615384612,0,0,17.739256799493987,29.313153220304784,26.319894681859058,21.574084566695632,17.800595935671016,17.265045391537548,17.800595935671016,21.574084566695632,26.319894681859058,0,0.58892851567641735,307.42831541218629,null,null,null,"Tsuelo",10,36000,13.090322580645161,621.25195790772386,502.7908266441741,0.94615384615384612,0,0,22.043253215264595,29.313153220304784,26.319894681859058,21.574084566695632,17.800595935671016,17.265045391537548,17.800595935671016,21.574084566695632,26.319894681859058,1,0.5845448567141136,307.42831541218629,null,null,null,"Tsuelo",10,36000,13.090322580645161,621.25195790772386,502.7908266441741,0.94615384615384612,0,0,22.043253215264595,29.313153220304784,26.319894681859058,21.574084566695632,17.800595935671016,17.265045391537548,17.800595935671016,21.574084566695632,26.319894681859058,0,0.5845448567141136,307.42831541218629,null,null,null,"Tsuelo",10,36000,13.090322580645161,621.25195790772386,179.01427315825069,0.94615384615384612,0,0,22.043253215264595,29.313153220304784,26.319894681859058,21.574084566695632,17.800595935671016,17.265045391537548,17.800595935671016,21.574084566695632,26.319894681859058,1,0.5845448567141136,307.42831541218629,null,null,null,"Tsuelo",10,36000,13.090322580645161,621.25195790772386,179.01427315825069,0.94615384615384612,0,0,22.043253215264595,29.313153220304784,26.319894681859058,21.574084566695632,17.800595935671016,17.265045391537548,17.800595935671016,21.574084566695632,26.319894681859058,0,0.5845448567141136,307.42831541218629,null,null,null,"Tsuelo",10,36000,13.090322580645161,621.25195790772386,0,0.94615384615384612,0,0,22.043253215264595,29.313153220304784,26.319894681859058,21.574084566695632,17.800595935671016,17.265045391537548,17.800595935671016,21.574084566695632,26.319894681859058,1,0.5845448567141136,307.42831541218629,null,null,null,"Tsuelo",10,36000,13.090322580645161,621.25195790772386,0,0.94615384615384612,0,0,22.043253215264595,29.313153220304784,26.319894681859058,21.574084566695632,17.800595935671016,17.265045391537548,17.800595935671016,21.574084566695632,26.319894681859058,0,0.5845448567141136,307.42831541218629,null,null,null,"Tsuelo",10,36000,13.090322580645161,621.25195790772386,502.7908266441741,0.94615384615384612,0,0,22.043253215264595,29.313153220304784,26.319894681859058,21.574084566695632,17.800595935671016,17.265045391537548,17.800595935671016,21.574084566695632,26.319894681859058,1,0.5845448567141136,307.42831541218629,null,null,null,"Tsuelo",10,36000,13.090322580645161,621.25195790772386,502.7908266441741,0.94615384615384612,0,0,22.043253215264595,29.313153220304784,26.319894681859058,21.574084566695632,17.800595935671016,17.265045391537548,17.800595935671016,21.574084566695632,26.319894681859058,0,0.5845448567141136,307.42831541218629]
[null,10.791801075268815,11,39600,14.645161290322582,656.63658225018276,648.70293503204243,0.94615384615384612,0,0,20.653649588867804,33.507884187442926,30.027541722909511,24.509460254079194,20.121923209314435,19.499224141822744,20.121923209314435,24.509460254079194,30.027541722909511,1,0.58892851567641735,357.45519713261649,null,null,null,10.791801075268815,11,39600,14.645161290322582,656.63658225018276,648.70293503204243,0.94615384615384612,0,0,20.653649588867804,33.507884187442926,30.027541722909511,24.509460254079194,20.121923209314435,19.499224141822744,20.121923209314435,24.509460254079194,30.027541722909511,0,0.58892851567641735,357.45519713261649,null,null,null,10.791801075268815,11,39600,14.645161290322582,656.63658225018276,648.70293503204243,0.94615384615384612,0,0,25.658022348724437,33.507884187442926,30.027541722909511,24.509460254079194,20.121923209314435,19.499224141822744,20.121923209314435,24.509460254079194,30.027541722909511,1,0.5845448567141136,357.45519713261649,null,null,null,10.791801075268815,11,39600,14.645161290322582,656.63658225018276,648.70293503204243,0.94615384615384612,0,0,25.658022348724437,33.507884187442926,30.027541722909511,24.509460254079194,20.121923209314435,19.499224141822744,20.121923209314435,24.509460254079194,30.027541722909511,0,0.5845448567141136,357.45519713261649,null,null,null,10.791801075268815,11,39600,14.645161290322582,656.63658225018276,230.965002256432,0.94615384615384612,0,0,25.658022348724437,33.507884187442926,30.027541722909511,24.509460254079194,20.121923209314435,19.499224141822744,20.121923209314435,24.509460254079194,30.027541722909511,1,0.5845448567141136,357.45519713261649,null,null,null,10.791801075268815,11,39600,14.645161290322582,656.63658225018276,230.965002256432,0.94615384615384612,0,0,25.658022348724437,33.507884187442926,30.027541722909511,24.509460254079194,20.121923209314435,19.499224141822744,20.121923209314435,24.509460254079194,30.027541722909511,0,0.5845448567141136,357.45519713261649,null,null,null,10.791801075268815,11,39600,14.645161290322582,656.63658225018276,0,0.94615384615384612,0,0,25.658022348724437,33.507884187442926,30.027541722909511,24.509460254079194,20.121923209314435,19.499224141822744,20.121923209314435,24.509460254079194,30.027541722909511,1,0.5845448567141136,357.45519713261649,null,null,null,10.791801075268815,11,39600,14.645161290322582,656.63658225018276,0,0.94615384615384612,0,0,25.658022348724437,33.507884187442926,30.027541722909511,24.509460254079194,20.121923209314435,19.499224141822744,20.121923209314435,24.509460254079194,30.027541722909511,0,0.5845448567141136,357.45519713261649,null,null,null,10.791801075268815,11,39600,14.645161290322582,656.63658225018276,648.70293503204232,0.94615384615384612,0,0,25.658022348724437,33.507884187442926,30.027541722909511,24.509460254079194,20.121923209314435,19.499224141822744,20.121923209314435,24.509460254079194,30.027541722909511,1,0.5845448567141136,357.45519713261649,null,null,null,10.791801075268815,11,39600,14.645161290322582,656.63658225018276,648.70293503204232,0.94615384615384612,0,0,25.658022348724437,33.507884187442926,30.027541722909511,24.509460254079194,20.121923209314435,19.499224141822744,20.121923209314435,24.509460254079194,30.027541722909511,0,0.5845448567141136,357.45519713261649]
[null,"Infil RAH",12,43200,15.564516129032262,654.68181367695718,662.95481538620641,0.94615384615384612,0,0,21.666027830487035,34.607865721898619,31.094196003242782,25.52327418744833,21.093722724978264,20.465060781627209,21.093722724978264,25.52327418744833,31.094196003242782,1,0.58892851567641735,360.87813620071694,null,null,null,"Infil RAH",12,43200,15.564516129032262,654.68181367695718,662.95481538620641,0.94615384615384612,0,0,21.666027830487035,34.607865721898619,31.094196003242782,25.52327418744833,21.093722724978264,20.465060781627209,21.093722724978264,25.52327418744833,31.094196003242782,0,0.58892851567641735,360.87813620071694,null,null,null,"Infil RAH",12,43200,15.564516129032262,654.68181367695718,662.95481538620641,0.94615384615384612,0,0,26.718321737297078,34.607865721898619,31.094196003242782,25.52327418744833,21.093722724978264,20.465060781627209,21.093722724978264,25.52327418744833,31.094196003242782,1,0.5845448567141136,360.87813620071694,null,null,null,"Infil RAH",12,43200,15.564516129032262,654.68181367695718,662.95481538620641,0.94615384615384612,0,0,26.718321737297078,34.607865721898619,31.094196003242782,25.52327418744833,21.093722724978264,20.465060781627209,21.093722724978264,25.52327418744833,31.094196003242782,0,0.5845448567141136,360.87813620071694,null,null,null,"Infil RAH",12,43200,15.564516129032262,654.68181367695718,0,0.94615384615384612,0,0,26.718321737297078,34.607865721898619,31.094196003242782,25.52327418744833,21.093722724978264,20.465060781627209,21.093722724978264,25.52327418744833,31.094196003242782,1,0.5845448567141136,360.87813620071694,null,null,null,"Infil RAH",12,43200,15.564516129032262,654.68181367695718,0,0.94615384615384612,0,0,26.718321737297078,34.607865721898619,31.094196003242782,25.52327418744833,21.093722724978264,20.465060781627209,21.093722724978264,25.52327418744833,31.094196003242782,0,0.5845448567141136,360.87813620071694,null,null,null,"Infil RAH",12,43200,15.564516129032262,654.68181367695718,0,0.94615384615384612,0,0,26.718321737297078,34.607865721898619,31.094196003242782,25.52327418744833,21.093722724978264,20.465060781627209,21.093722724978264,25.52327418744833,31.094196003242782,1,0.5845448567141136,360.87813620071694,null,null,null,"Infil RAH",12,43200,15.564516129032262,654.68181367695718,0,0.94615384615384612,0,0,26.718321737297078,34.607865721898619,31.094196003242782,25.52327418744833,21.093722724978264,20.465060781627209,21.093722724978264,25.52327418744833,31.094196003242782,0,0.5845448567141136,360.87813620071694,null,null,null,"Infil RAH",12,43200,15.564516129032262,654.68181367695718,662.95481538620629,0.94615384615384612,0,0,26.718321737297078,34.607865721898619,31.094196003242782,25.52327418744833,21.093722724978264,20.465060781627209,21.093722724978264,25.52327418744833,31.094196003242782,1,0.5845448567141136,360.87813620071694,null,null,null,"Infil RAH",12,43200,15.564516129032262,654.68181367695718,662.95481538620629,0.94615384615384612,0,0,26.718321737297078,34.607865721898619,31.094196003242782,25.52327418744833,21.093722724978264,20.465060781627209,21.093722724978264,25.52327418744833,31.094196003242782,0,0.5845448567141136,360.87813620071694]
[null,0.21328302278512112,13,46800,16.28064516129032,601.04163876081373,539.30925022740564,0.94615384615384612,0,0,21.056208096141678,32.749355072646082,29.710729591415905,24.892990208133767,21.062309176044334,20.518641628123248,21.062309176044334,24.892990208133767,29.710729591415905,1,0.58892851567641735,312.08781362007159,null,null,null,0.21328302278512112,13,46800,16.28064516129032,601.04163876081373,539.30925022740564,0.94615384615384612,0,0,21.056208096141678,32.749355072646082,29.710729591415905,24.892990208133767,21.062309176044334,20.518641628123248,21.062309176044334,24.892990208133767,29.710729591415905,0,0.58892851567641735,312.08781362007159,null,null,null,0.21766668174742482,13,46800,16.28064516129032,601.04163876081373,539.30925022740564,0.94615384615384612,0,0,25.425437486822677,32.749355072646082,29.710729591415905,24.892990208133767,21.062309176044334,20.518641628123248,21.062309176044334,24.892990208133767,29.710729591415905,1,0.5845448567141136,312.08781362007159,null,null,null,0.21766668174742482,13,46800,16.28064516129032,601.04163876081373,539.30925022740564,0.94615384615384612,0,0,25.425437486822677,32.749355072646082,29.710729591415905,24.892990208133767,21.062309176044334,20.518641628123248,21.062309176044334,24.892990208133767,29.710729591415905,0,0.5845448567141136,312.08781362007159,null,null,null,0.21766668174742482,13,46800,16.28064516129032,601.04163876081373,0,0.94615384615384612,0,0,25.425437486822677,32.749355072646082,29.710729591415905,24.892990208133767,21.062309176044334,20.518641628123248,21.062309176044334,24.892990208133767,29.710729591415905,1,0.5845448567141136,312.08781362007159,null,null,null,0.21766668174742482,13,46800,16.28064516129032,601.04163876081373,0,0.94615384615384612,0,0,25.425437486822677,32.749355072646082,29.710729591415905,24.892990208133767,21.062309176044334,20.518641628123248,21.062309176044334,24.892990208133767,29.710729591415905,0,0.5845448567141136,312.08781362007159,null,null,null,0.21766668174742482,13,46800,16.28064516129032,601.04163876081373,192.01633824816091,0.94615384615384612,0,0,25.425437486822677,32.749355072646082,29.710729591415905,24.892990208133767,21.062309176044334,20.518641628123248,21.062309176044334,24.892990208133767,29.710729591415905,1,0.5845448567141136,312.08781362007159,null,null,null,0.21766668174742482,13,46800,16.28064516129032,601.04163876081373,192.01633824816091,0.94615384615384612,0,0,25.425437486822677,32.749355072646082,29.710729591415905,24.892990208133767,21.062309176044334,20.518641628123248,21.062309176044334,24.892990208133767,29.710729591415905,0,0.5845448567141136,312.08781362007159,null,null,null,0.21766668174742482,13,46800,16.28064516129032,601.04163876081373,539.30925022740564,0.94615384615384612,0,0,25.425437486822677,32.749355072646082,29.710729591415905,24.892990208133767,21.062309176044334,20.518641628123248,21.062309176044334,24.892990208133767,29.710729591415905,1,0.5845448567141136,312.08781362007159,null,null,null,0.21766668174742482,13,46800,16.28064516129032,601.04163876081373,539.30925022740564,0.94615384615384612,0,0,25.425437486822677,32.749355072646082,29.710729591415905,24.892990208133767,21.062309176044334,20.518641628123248,21.062309176044334,24.892990208133767,29.710729591415905,0,0.5845448567141136,312.08781362007159]
[null,"Cat Mes",14,50400,16.470967741935482,453.14186061031086,486.69686651634339,0.94615384615384612,0,0,19.763026565464894,30.059107416420275,27.551973118734104,23.576912776565827,20.416262720028055,19.967688993403449,20.416262720028055,23.576912776565827,27.551973118734104,1,0.58892851567641735,257.50000000000006,null,null,null,"Cat Mes",14,50400,16.470967741935482,453.14186061031086,486.69686651634339,0.94615384615384612,0,0,19.763026565464894,30.059107416420275,27.551973118734104,23.576912776565827,20.416262720028055,19.967688993403449,20.416262720028055,23.576912776565827,27.551973118734104,0,0.58892851567641735,257.50000000000006,null,null,null,"Cat Mes",14,50400,16.470967741935482,453.14186061031086,486.69686651634339,0.94615384615384612,0,0,23.368026565464895,30.059107416420275,27.551973118734104,23.576912776565827,20.416262720028055,19.967688993403449,20.416262720028055,23.576912776565827,27.551973118734104,1,0.5845448567141136,257.50000000000006,null,null,null,"Cat Mes",14,50400,16.470967741935482,453.14186061031086,486.69686651634339,0.94615384615384612,0,0,23.368026565464895,30.059107416420275,27.551973118734104,23.576912776565827,20.416262720028055,19.967688993403449,20.416262720028055,23.576912776565827,27.551973118734104,0,0.5845448567141136,257.50000000000006,null,null,null,"Cat Mes",14,50400,16.470967741935482,453.14186061031086,0,0.94615384615384612,0,0,23.368026565464895,30.059107416420275,27.551973118734104,23.576912776565827,20.416262720028055,19.967688993403449,20.416262720028055,23.576912776565827,27.551973118734104,1,0.5845448567141136,257.50000000000006,null,null,null,"Cat Mes",14,50400,16.470967741935482,453.14186061031086,0,0.94615384615384612,0,0,23.368026565464895,30.059107416420275,27.551973118734104,23.576912776565827,20.416262720028055,19.967688993403449,20.416262720028055,23.576912776565827,27.551973118734104,0,0.5845448567141136,257.50000000000006,null,null,null,"Cat Mes",14,50400,16.470967741935482,453.14186061031086,173.28415951685679,0.94615384615384612,0,0,23.368026565464895,30.059107416420275,27.551973118734104,23.576912776565827,20.416262720028055,19.967688993403449,20.416262720028055,23.576912776565827,27.551973118734104,1,0.5845448567141136,257.50000000000006,null,null,null,"Cat Mes",14,50400,16.470967741935482,453.14186061031086,173.28415951685679,0.94615384615384612,0,0,23.368026565464895,30.059107416420275,27.551973118734104,23.576912776565827,20.416262720028055,19.967688993403449,20.416262720028055,23.576912776565827,27.551973118734104,0,0.5845448567141136,257.50000000000006,null,null,null,"Cat Mes",14,50400,16.470967741935482,453.14186061031086,486.69686651634328,0.94615384615384612,0,0,23.368026565464895,30.059107416420275,27.551973118734104,23.576912776565827,20.416262720028055,19.967688993403449,20.416262720028055,23.576912776565827,27.551973118734104,1,0.5845448567141136,257.50000000000006,null,null,null,"Cat Mes",14,50400,16.470967741935482,453.14186061031086,486.69686651634328,0.94615384615384612,0,0,23.368026565464895,30.059107416420275,27.551973118734104,23.576912776565827,20.416262720028055,19.967688993403449,20.416262720028055,23.576912776565827,27.551973118734104,0,0.5845448567141136,257.50000000000006]
[null,"i",15,54000,16.764516129032259,334.86179609478779,251.26614456604034,0.94615384615384612,0,0,17.413200506008856,25.219926006860042,23.659826639799316,21.186289769609211,19.219531085299487,18.940399812741422,19.219531085299487,21.186289769609211,23.659826639799316,1,0.58892851567641735,160.23297491039426,null,null,null,"i",15,54000,16.764516129032259,334.86179609478779,251.26614456604034,0.94615384615384612,0,0,17.413200506008856,25.219926006860042,23.659826639799316,21.186289769609211,19.219531085299487,18.940399812741422,19.219531085299487,21.186289769609211,23.659826639799316,0,0.58892851567641735,160.23297491039426,null,null,null,"i",15,54000,16.764516129032259,334.86179609478779,251.26614456604034,0.94615384615384612,0,0,19.656462154754376,25.219926006860042,23.659826639799316,21.186289769609211,19.219531085299487,18.940399812741422,19.219531085299487,21.186289769609211,23.659826639799316,1,0.5845448567141136,160.23297491039426,null,null,null,"i",15,54000,16.764516129032259,334.86179609478779,251.26614456604034,0.94615384615384612,0,0,19.656462154754376,25.219926006860042,23.659826639799316,21.186289769609211,19.219531085299487,18.940399812741422,19.219531085299487,21.186289769609211,23.659826639799316,0,0.5845448567141136,160.23297491039426,null,null,null,"i",15,54000,16.764516129032259,334.86179609478779,0,0.94615384615384612,0,0,19.656462154754376,25.219926006860042,23.659826639799316,21.186289769609211,19.219531085299487,18.940399812741422,19.219531085299487,21.186289769609211,23.659826639799316,1,0.5845448567141136,160.23297491039426,null,null,null,"i",15,54000,16.764516129032259,334.86179609478779,0,0.94615384615384612,0,0,19.656462154754376,25.219926006860042,23.659826639799316,21.186289769609211,19.219531085299487,18.940399812741422,19.219531085299487,21.186289769609211,23.659826639799316,0,0.5845448567141136,160.23297491039426,null,null,null,"i",15,54000,16.764516129032259,334.86179609478779,89.461111569957566,0.94615384615384612,0,0,19.656462154754376,25.219926006860042,23.659826639799316,21.186289769609211,19.219531085299487,18.940399812741422,19.219531085299487,21.186289769609211,23.659826639799316,1,0.5845448567141136,160.23297491039426,null,null,null,"i",15,54000,16.764516129032259,334.86179609478779,89.461111569957566,0.94615384615384612,0,0,19.656462154754376,25.219926006860042,23.659826639799316,21.186289769609211,19.219531085299487,18.940399812741422,19.219531085299487,21.186289769609211,23.659826639799316,0,0.5845448567141136,160.23297491039426,null,null,null,"i",15,54000,16.764516129032259,334.86179609478779,251.26614456604028,0.94615384615384612,0,0,19.656462154754376,25.219926006860042,23.659826639799316,21.186289769609211,19.219531085299487,18.940399812741422,19.219531085299487,21.186289769609211,23.659826639799316,1,0.5845448567141136,160.23297491039426,null,null,null,"i",15,54000,16.764516129032259,334.86179609478779,251.26614456604028,0.94615384615384612,0,0,19.656462154754376,25.219926006860042,23.659826639799316,21.186289769609211,19.219531085299487,18.940399812741422,19.219531085299487,21.186289769609211,23.659826639799316,0,0.5845448567141136,160.23297491039426]
[null,null,16,57600,15.854838709677418,140.31262555272846,36.00134855904416,1.1353846153846152,0,0,13.451527514231497,18.384085294874868,17.917416493040186,17.177513310026715,16.589201476765741,16.505705605111949,16.589201476765741,17.177513310026715,17.917416493040186,1,0.58892851567641735,47.930107526881713,null,null,null,null,16,57600,15.854838709677418,140.31262555272846,36.00134855904416,1.1353846153846152,0,0,13.451527514231497,18.384085294874868,17.917416493040186,17.177513310026715,16.589201476765741,16.505705605111949,16.589201476765741,17.177513310026715,17.917416493040186,0,0.58892851567641735,47.930107526881713,null,null,null,null,16,57600,15.854838709677418,140.31262555272846,36.00134855904416,1.1353846153846152,0,0,14.122549019607842,18.384085294874868,17.917416493040186,17.177513310026715,16.589201476765741,16.505705605111949,16.589201476765741,17.177513310026715,17.917416493040186,1,0.5845448567141136,47.930107526881713,null,null,null,null,16,57600,15.854838709677418,140.31262555272846,36.00134855904416,1.1353846153846152,0,0,14.122549019607842,18.384085294874868,17.917416493040186,17.177513310026715,16.589201476765741,16.505705605111949,16.589201476765741,17.177513310026715,17.917416493040186,0,0.5845448567141136,47.930107526881713,null,null,null,null,16,57600,15.854838709677418,140.31262555272846,0,1.1353846153846152,0,0,14.122549019607842,18.384085294874868,17.917416493040186,17.177513310026715,16.589201476765741,16.505705605111949,16.589201476765741,17.177513310026715,17.917416493040186,1,0.5845448567141136,47.930107526881713,null,null,null,null,16,57600,15.854838709677418,140.31262555272846,0,1.1353846153846152,0,0,14.122549019607842,18.384085294874868,17.917416493040186,17.177513310026715,16.589201476765741,16.505705605111949,16.589201476765741,17.177513310026715,17.917416493040186,0,0.5845448567141136,47.930107526881713,null,null,null,null,16,57600,15.854838709677418,140.31262555272846,12.817965053238909,1.1353846153846152,0,0,14.122549019607842,18.384085294874868,17.917416493040186,17.177513310026715,16.589201476765741,16.505705605111949,16.589201476765741,17.177513310026715,17.917416493040186,1,0.5845448567141136,47.930107526881713,null,null,null,null,16,57600,15.854838709677418,140.31262555272846,12.817965053238909,1.1353846153846152,0,0,14.122549019607842,18.384085294874868,17.917416493040186,17.177513310026715,16.589201476765741,16.505705605111949,16.589201476765741,17.177513310026715,17.917416493040186,0,0.5845448567141136,47.930107526881713,null,null,null,null,16,57600,15.854838709677418,140.31262555272846,36.00134855904416,1.1353846153846152,0,0,14.122549019607842,18.384085294874868,17.917416493040186,17.177513310026715,16.589201476765741,16.505705605111949,16.589201476765741,17.177513310026715,17.917416493040186,1,0.5845448567141136,47.930107526881713,null,null,null,null,16,57600,15.854838709677418,140.31262555272846,36.00134855904416,1.1353846153846152,0,0,14.122549019607842,18.384085294874868,17.917416493040186,17.177513310026715,16.589201476765741,16.505705605111949,16.589201476765741,17.177513310026715,17.917416493040186,0,0.5845448567141136,47.930107526881713]
[null,null,17,61200,14.700000000000001,2.3523486220174084,9.6951567035128042E-2,1.8923076923076922,1.5,0,11.012137887413029,14.734990511741376,14.728534446806664,14.718298358651309,14.71015944003824,14.70900432796077,14.71015944003824,14.718298358651309,14.728534446806664,1,0.58892851567641735,0.66308243727598604,null,null,null,null,17,61200,14.700000000000001,2.3523486220174084,9.6951567035128042E-2,1.8923076923076922,1.5,0,11.012137887413029,14.734990511741376,14.728534446806664,14.718298358651309,14.71015944003824,14.70900432796077,14.71015944003824,14.718298358651309,14.728534446806664,0,0.58892851567641735,0.66308243727598604,null,null,null,null,17,61200,14.700000000000001,2.3523486220174084,9.6951567035128042E-2,1.8923076923076922,1.5,0,11.021421041534893,14.734990511741376,14.728534446806664,14.718298358651309,14.71015944003824,14.70900432796077,14.71015944003824,14.718298358651309,14.728534446806664,1,0.5845448567141136,0.66308243727598604,null,null,null,null,17,61200,14.700000000000001,2.3523486220174084,9.6951567035128042E-2,1.8923076923076922,1.5,0,11.021421041534893,14.734990511741376,14.728534446806664,14.718298358651309,14.71015944003824,14.70900432796077,14.71015944003824,14.718298358651309,14.728534446806664,0,0.5845448567141136,0.66308243727598604,null,null,null,null,17,61200,14.700000000000001,2.3523486220174084,0,1.8923076923076922,1.5,0,11.021421041534893,14.734990511741376,14.728534446806664,14.718298358651309,14.71015944003824,14.70900432796077,14.71015944003824,14.718298358651309,14.728534446806664,1,0.5845448567141136,0.66308243727598604,null,null,null,null,17,61200,14.700000000000001,2.3523486220174084,0,1.8923076923076922,1.5,0,11.021421041534893,14.734990511741376,14.728534446806664,14.718298358651309,14.71015944003824,14.70900432796077,14.71015944003824,14.718298358651309,14.728534446806664,0,0.5845448567141136,0.66308243727598604,null,null,null,null,17,61200,14.700000000000001,2.3523486220174084,3.4518756875867841E-2,1.8923076923076922,1.5,0,11.021421041534893,14.734990511741376,14.728534446806664,14.718298358651309,14.71015944003824,14.70900432796077,14.71015944003824,14.718298358651309,14.728534446806664,1,0.5845448567141136,0.66308243727598604,null,null,null,null,17,61200,14.700000000000001,2.3523486220174084,3.4518756875867841E-2,1.8923076923076922,1.5,0,11.021421041534893,14.734990511741376,14.728534446806664,14.718298358651309,14.71015944003824,14.70900432796077,14.71015944003824,14.718298358651309,14.728534446806664,0,0.5845448567141136,0.66308243727598604,null,null,null,null,17,61200,14.700000000000001,2.3523486220174084,9.6951567035128028E-2,1.8923076923076922,1.5,0,11.021421041534893,14.734990511741376,14.728534446806664,14.718298358651309,14.71015944003824,14.70900432796077,14.71015944003824,14.718298358651309,14.728534446806664,1,0.5845448567141136,0.66308243727598604,null,null,null,null,17,61200,14.700000000000001,2.3523486220174084,9.6951567035128028E-2,1.8923076923076922,1.5,0,11.021421041534893,14.734990511741376,14.728534446806664,14.718298358651309,14.71015944003824,14.70900432796077,14.71015944003824,14.718298358651309,14.728534446806664,0,0.5845448567141136,0.66308243727598604]
[null,null,18,64800,13.654838709677422,0,0,1.8923076923076922,1.5,0,9.9489563567362467,13.654838709677422,13.654838709677422,13.654838709677422,13.654838709677422,13.654838709677422,13.654838709677422,13.654838709677422,13.654838709677422,1,0.58892851567641735,0,null,null,null,null,18,64800,13.654838709677422,0,0,1.8923076923076922,1.5,0,9.9489563567362467,13.654838709677422,13.654838709677422,13.654838709677422,13.654838709677422,13.654838709677422,13.654838709677422,13.654838709677422,13.654838709677422,0,0.58892851567641735,0,null,null,null,null,18,64800,13.654838709677422,0,0,1.8923076923076922,1.5,0,9.9489563567362467,13.654838709677422,13.654838709677422,13.654838709677422,13.654838709677422,13.654838709677422,13.654838709677422,13.654838709677422,13.654838709677422,1,0.5845448567141136,0,null,null,null,null,18,64800,13.654838709677422,0,0,1.8923076923076922,1.5,0,9.9489563567362467,13.654838709677422,13.654838709677422,13.654838709677422,13.654838709677422,13.654838709677422,13.654838709677422,13.654838709677422,13.654838709677422,0,0.5845448567141136,0,null,null,null,null,18,64800,13.654838709677422,0,0,1.8923076923076922,1.5,0,9.9489563567362467,13.654838709677422,13.654838709677422,13.654838709677422,13.654838709677422,13.654838709677422,13.654838709677422,13.654838709677422,13.654838709677422,1,0.5845448567141136,0,null,null,null,null,18,64800,13.654838709677422,0,0,1.8923076923076922,1.5,0,9.9489563567362467,13.654838709677422,13.654838709677422,13.654838709677422,13.654838709677422,13.654838709677422,13.654838709677422,13.654838709677422,13.654838709677422,0,0.5845448567141136,0,null,null,null,null,18,64800,13.654838709677422,0,0,1.8923076923076922,1.5,0,9.9489563567362467,13.654838709677422,13.654838709677422,13.654838709677422,13.654838709677422,13.654838709677422,13.654838709677422,13.654838709677422,13.654838709677422,1,0.5845448567141136,0,null,null,null,null,18,64800,13.654838709677422,0,0,1.8923076923076922,1.5,0,9.9489563567362467,13.654838709677422,13.654838709677422,13.654838709677422,13.654838709677422,13.654838709677422,13.654838709677422,13.654838709677422,13.654838709677422,0,0.5845448567141136,0,null,null,null,null,18,64800,13.654838709677422,0,0,1.8923076923076922,1.5,0,9.9489563567362467,13.654838709677422,13.654838709677422,13.654838709677422,13.654838709677422,13.654838709677422,13.654838709677422,13.654838709677422,13.654838709677422,1,0.5845448567141136,0,null,null,null,null,18,64800,13.654838709677422,0,0,1.8923076923076922,1.5,0,9.9489563567362467,13.654838709677422,13.654838709677422,13.654838709677422,13.654838709677422,13.654838709677422,13.654838709677422,13.654838709677422,13.654838709677422,0,0.5845448567141136,0]
[null,null,19,68400,12.267741935483874,0,0,2.8384615384615381,1.5,0,8.5618595825426986,12.267741935483874,12.267741935483874,12.267741935483874,12.267741935483874,12.267741935483874,12.267741935483874,12.267741935483874,12.267741935483874,1,0.58892851567641735,0,null,null,null,null,19,68400,12.267741935483874,0,0,2.8384615384615381,1.5,0,8.5618595825426986,12.267741935483874,12.267741935483874,12.267741935483874,12.267741935483874,12.267741935483874,12.267741935483874,12.267741935483874,12.267741935483874,0,0.58892851567641735,0,null,null,null,null,19,68400,12.267741935483874,0,0,2.8384615384615381,1.5,0,8.5618595825426986,12.267741935483874,12.267741935483874,12.267741935483874,12.267741935483874,12.267741935483874,12.267741935483874,12.267741935483874,12.267741935483874,1,0.5845448567141136,0,null,null,null,null,19,68400,12.267741935483874,0,0,2.8384615384615381,1.5,0,8.5618595825426986,12.267741935483874,12.267741935483874,12.267741935483874,12.267741935483874,12.267741935483874,12.267741935483874,12.267741935483874,12.267741935483874,0,0.5845448567141136,0,null,null,null,null,19,68400,12.267741935483874,0,0,2.8384615384615381,1.5,0,8.5618595825426986,12.267741935483874,12.267741935483874,12.267741935483874,12.267741935483874,12.267741935483874,12.267741935483874,12.267741935483874,12.267741935483874,1,0.5845448567141136,0,null,null,null,null,19,68400,12.267741935483874,0,0,2.8384615384615381,1.5,0,8.5618595825426986,12.267741935483874,12.267741935483874,12.267741935483874,12.267741935483874,12.267741935483874,12.267741935483874,12.267741935483874,12.267741935483874,0,0.5845448567141136,0,null,null,null,null,19,68400,12.267741935483874,0,0,2.8384615384615381,1.5,0,8.5618595825426986,12.267741935483874,12.267741935483874,12.267741935483874,12.267741935483874,12.267741935483874,12.267741935483874,12.267741935483874,12.267741935483874,1,0.5845448567141136,0,null,null,null,null,19,68400,12.267741935483874,0,0,2.8384615384615381,1.5,0,8.5618595825426986,12.267741935483874,12.267741935483874,12.267741935483874,12.267741935483874,12.267741935483874,12.267741935483874,12.267741935483874,12.267741935483874,0,0.5845448567141136,0,null,null,null,null,19,68400,12.267741935483874,0,0,2.8384615384615381,1.5,0,8.5618595825426986,12.267741935483874,12.267741935483874,12.267741935483874,12.267741935483874,12.267741935483874,12.267741935483874,12.267741935483874,12.267741935483874,1,0.5845448567141136,0,null,null,null,null,19,68400,12.267741935483874,0,0,2.8384615384615381,1.5,0,8.5618595825426986,12.267741935483874,12.267741935483874,12.267741935483874,12.267741935483874,12.267741935483874,12.267741935483874,12.267741935483874,12.267741935483874,0,0.5845448567141136,0]
[null,null,20,72000,10.412903225806453,0,0,3.4061538461538463,1.5,0,6.707020872865276,10.412903225806453,10.412903225806453,10.412903225806453,10.412903225806453,10.412903225806453,10.412903225806453,10.412903225806453,10.412903225806453,1,0.58892851567641735,0,null,null,null,null,20,72000,10.412903225806453,0,0,3.4061538461538463,1.5,0,6.707020872865276,10.412903225806453,10.412903225806453,10.412903225806453,10.412903225806453,10.412903225806453,10.412903225806453,10.412903225806453,10.412903225806453,0,0.58892851567641735,0,null,null,null,null,20,72000,10.412903225806453,0,0,3.4061538461538463,1.5,0,6.707020872865276,10.412903225806453,10.412903225806453,10.412903225806453,10.412903225806453,10.412903225806453,10.412903225806453,10.412903225806453,10.412903225806453,1,0.5845448567141136,0,null,null,null,null,20,72000,10.412903225806453,0,0,3.4061538461538463,1.5,0,6.707020872865276,10.412903225806453,10.412903225806453,10.412903225806453,10.412903225806453,10.412903225806453,10.412903225806453,10.412903225806453,10.412903225806453,0,0.5845448567141136,0,null,null,null,null,20,72000,10.412903225806453,0,0,3.4061538461538463,1.5,0,6.707020872865276,10.412903225806453,10.412903225806453,10.412903225806453,10.412903225806453,10.412903225806453,10.412903225806453,10.412903225806453,10.412903225806453,1,0.5845448567141136,0,null,null,null,null,20,72000,10.412903225806453,0,0,3.4061538461538463,1.5,0,6.707020872865276,10.412903225806453,10.412903225806453,10.412903225806453,10.412903225806453,10.412903225806453,10.412903225806453,10.412903225806453,10.412903225806453,0,0.5845448567141136,0,null,null,null,null,20,72000,10.412903225806453,0,0,3.4061538461538463,1.5,0,6.707020872865276,10.412903225806453,10.412903225806453,10.412903225806453,10.412903225806453,10.412903225806453,10.412903225806453,10.412903225806453,10.412903225806453,1,0.5845448567141136,0,null,null,null,null,20,72000,10.412903225806453,0,0,3.4061538461538463,1.5,0,6.707020872865276,10.412903225806453,10.412903225806453,10.412903225806453,10.412903225806453,10.412903225806453,10.412903225806453,10.412903225806453,10.412903225806453,0,0.5845448567141136,0,null,null,null,null,20,72000,10.412903225806453,0,0,3.4061538461538463,1.5,0,6.707020872865276,10.412903225806453,10.412903225806453,10.412903225806453,10.412903225806453,10.412903225806453,10.412903225806453,10.412903225806453,10.412903225806453,1,0.5845448567141136,0,null,null,null,null,20,72000,10.412903225806453,0,0,3.4061538461538463,1.5,0,6.707020872865276,10.412903225806453,10.412903225806453,10.412903225806453,10.412903225806453,10.412903225806453,10.412903225806453,10.412903225806453,10.412903225806453,0,0.5845448567141136,0]
[null,null,21,75600,10.232258064516129,0,0,3.7846153846153845,1.5,0,6.5263757115749526,10.232258064516129,10.232258064516129,10.232258064516129,10.232258064516129,10.232258064516129,10.232258064516129,10.232258064516129,10.232258064516129,1,0.58892851567641735,0,null,null,null,null,21,75600,10.232258064516129,0,0,3.7846153846153845,1.5,0,6.5263757115749526,10.232258064516129,10.232258064516129,10.232258064516129,10.232258064516129,10.232258064516129,10.232258064516129,10.232258064516129,10.232258064516129,0,0.58892851567641735,0,null,null,null,null,21,75600,10.232258064516129,0,0,3.7846153846153845,1.5,0,6.5263757115749526,10.232258064516129,10.232258064516129,10.232258064516129,10.232258064516129,10.232258064516129,10.232258064516129,10.232258064516129,10.232258064516129,1,0.5845448567141136,0,null,null,null,null,21,75600,10.232258064516129,0,0,3.7846153846153845,1.5,0,6.5263757115749526,10.232258064516129,10.232258064516129,10.232258064516129,10.232258064516129,10.232258064516129,10.232258064516129,10.232258064516129,10.232258064516129,0,0.5845448567141136,0,null,null,null,null,21,75600,10.232258064516129,0,0,3.7846153846153845,1.5,0,6.5263757115749526,10.232258064516129,10.232258064516129,10.232258064516129,10.232258064516129,10.232258064516129,10.232258064516129,10.232258064516129,10.232258064516129,1,0.5845448567141136,0,null,null,null,null,21,75600,10.232258064516129,0,0,3.7846153846153845,1.5,0,6.5263757115749526,10.232258064516129,10.232258064516129,10.232258064516129,10.232258064516129,10.232258064516129,10.232258064516129,10.232258064516129,10.232258064516129,0,0.5845448567141136,0,null,null,null,null,21,75600,10.232258064516129,0,0,3.7846153846153845,1.5,0,6.5263757115749526,10.232258064516129,10.232258064516129,10.232258064516129,10.232258064516129,10.232258064516129,10.232258064516129,10.232258064516129,10.232258064516129,1,0.5845448567141136,0,null,null,null,null,21,75600,10.232258064516129,0,0,3.7846153846153845,1.5,0,6.5263757115749526,10.232258064516129,10.232258064516129,10.232258064516129,10.232258064516129,10.232258064516129,10.232258064516129,10.232258064516129,10.232258064516129,0,0.5845448567141136,0,null,null,null,null,21,75600,10.232258064516129,0,0,3.7846153846153845,1.5,0,6.5263757115749526,10.232258064516129,10.232258064516129,10.232258064516129,10.232258064516129,10.232258064516129,10.232258064516129,10.232258064516129,10.232258064516129,1,0.5845448567141136,0,null,null,null,null,21,75600,10.232258064516129,0,0,3.7846153846153845,1.5,0,6.5263757115749526,10.232258064516129,10.232258064516129,10.232258064516129,10.232258064516129,10.232258064516129,10.232258064516129,10.232258064516129,10.232258064516129,0,0.5845448567141136,0]
[null,null,22,79200,9.5999999999999979,0,0,3.1538461538461537,0,0,5.8941176470588212,9.5999999999999979,9.5999999999999979,9.5999999999999979,9.5999999999999979,9.5999999999999979,9.5999999999999979,9.5999999999999979,9.5999999999999979,2,0.58892851567641735,0,null,null,null,null,22,79200,9.5999999999999979,0,0,3.1538461538461537,0,0,5.8941176470588212,9.5999999999999979,9.5999999999999979,9.5999999999999979,9.5999999999999979,9.5999999999999979,9.5999999999999979,9.5999999999999979,9.5999999999999979,0,0.58892851567641735,0,null,null,null,null,22,79200,9.5999999999999979,0,0,3.1538461538461537,0,0,5.8941176470588212,9.5999999999999979,9.5999999999999979,9.5999999999999979,9.5999999999999979,9.5999999999999979,9.5999999999999979,9.5999999999999979,9.5999999999999979,2,0.5845448567141136,0,null,null,null,null,22,79200,9.5999999999999979,0,0,3.1538461538461537,0,0,5.8941176470588212,9.5999999999999979,9.5999999999999979,9.5999999999999979,9.5999999999999979,9.5999999999999979,9.5999999999999979,9.5999999999999979,9.5999999999999979,0,0.5845448567141136,0,null,null,null,null,22,79200,9.5999999999999979,0,0,3.1538461538461537,0,0,5.8941176470588212,9.5999999999999979,9.5999999999999979,9.5999999999999979,9.5999999999999979,9.5999999999999979,9.5999999999999979,9.5999999999999979,9.5999999999999979,2,0.5845448567141136,0,null,null,null,null,22,79200,9.5999999999999979,0,0,3.1538461538461537,0,0,5.8941176470588212,9.5999999999999979,9.5999999999999979,9.5999999999999979,9.5999999999999979,9.5999999999999979,9.5999999999999979,9.5999999999999979,9.5999999999999979,0,0.5845448567141136,0,null,null,null,null,22,79200,9.5999999999999979,0,0,3.1538461538461537,0,0,5.8941176470588212,9.5999999999999979,9.5999999999999979,9.5999999999999979,9.5999999999999979,9.5999999999999979,9.5999999999999979,9.5999999999999979,9.5999999999999979,2,0.5845448567141136,0,null,null,null,null,22,79200,9.5999999999999979,0,0,3.1538461538461537,0,0,5.8941176470588212,9.5999999999999979,9.5999999999999979,9.5999999999999979,9.5999999999999979,9.5999999999999979,9.5999999999999979,9.5999999999999979,9.5999999999999979,0,0.5845448567141136,0,null,null,null,null,22,79200,9.5999999999999979,0,0,3.1538461538461537,0,0,5.8941176470588212,9.5999999999999979,9.5999999999999979,9.5999999999999979,9.5999999999999979,9.5999999999999979,9.5999999999999979,9.5999999999999979,9.5999999999999979,2,0.5845448567141136,0,null,null,null,null,22,79200,9.5999999999999979,0,0,3.1538461538461537,0,0,5.8941176470588212,9.5999999999999979,9.5999999999999979,9.5999999999999979,9.5999999999999979,9.5999999999999979,9.5999999999999979,9.5999999999999979,9.5999999999999979,0,0.5845448567141136,0]
[null,null,23,82800,8.7483870967741932,0,0,3.1538461538461537,0,0,5.0425047438330166,8.7483870967741932,8.7483870967741932,8.7483870967741932,8.7483870967741932,8.7483870967741932,8.7483870967741932,8.7483870967741932,8.7483870967741932,2,0.58892851567641735,0,null,null,null,null,23,82800,8.7483870967741932,0,0,3.1538461538461537,0,0,5.0425047438330166,8.7483870967741932,8.7483870967741932,8.7483870967741932,8.7483870967741932,8.7483870967741932,8.7483870967741932,8.7483870967741932,8.7483870967741932,0,0.58892851567641735,0,null,null,null,null,23,82800,8.7483870967741932,0,0,3.1538461538461537,0,0,5.0425047438330166,8.7483870967741932,8.7483870967741932,8.7483870967741932,8.7483870967741932,8.7483870967741932,8.7483870967741932,8.7483870967741932,8.7483870967741932,2,0.5845448567141136,0,null,null,null,null,23,82800,8.7483870967741932,0,0,3.1538461538461537,0,0,5.0425047438330166,8.7483870967741932,8.7483870967741932,8.7483870967741932,8.7483870967741932,8.7483870967741932,8.7483870967741932,8.7483870967741932,8.7483870967741932,0,0.5845448567141136,0,null,null,null,null,23,82800,8.7483870967741932,0,0,3.1538461538461537,0,0,5.0425047438330166,8.7483870967741932,8.7483870967741932,8.7483870967741932,8.7483870967741932,8.7483870967741932,8.7483870967741932,8.7483870967741932,8.7483870967741932,2,0.5845448567141136,0,null,null,null,null,23,82800,8.7483870967741932,0,0,3.1538461538461537,0,0,5.0425047438330166,8.7483870967741932,8.7483870967741932,8.7483870967741932,8.7483870967741932,8.7483870967741932,8.7483870967741932,8.7483870967741932,8.7483870967741932,0,0.5845448567141136,0,null,null,null,null,23,82800,8.7483870967741932,0,0,3.1538461538461537,0,0,5.0425047438330166,8.7483870967741932,8.7483870967741932,8.7483870967741932,8.7483870967741932,8.7483870967741932,8.7483870967741932,8.7483870967741932,8.7483870967741932,2,0.5845448567141136,0,null,null,null,null,23,82800,8.7483870967741932,0,0,3.1538461538461537,0,0,5.0425047438330166,8.7483870967741932,8.7483870967741932,8.7483870967741932,8.7483870967741932,8.7483870967741932,8.7483870967741932,8.7483870967741932,8.7483870967741932,0,0.5845448567141136,0,null,null,null,null,23,82800,8.7483870967741932,0,0,3.1538461538461537,0,0,5.0425047438330166,8.7483870967741932,8.7483870967741932,8.7483870967741932,8.7483870967741932,8.7483870967741932,8.7483870967741932,8.7483870967741932,8.7483870967741932,2,0.5845448567141136,0,null,null,null,null,23,82800,8.7483870967741932,0,0,3.1538461538461537,0,0,5.0425047438330166,8.7483870967741932,8.7483870967741932,8.7483870967741932,8.7483870967741932,8.7483870967741932,8.7483870967741932,8.7483870967741932,8.7483870967741932,0,0.5845448567141136,0]
[null,null,24,86400,7.9258064516129032,0,0,3.1538461538461537,0,0,4.2199240986717266,7.9258064516129032,7.9258064516129032,7.9258064516129032,7.9258064516129032,7.9258064516129032,7.9258064516129032,7.9258064516129032,7.9258064516129032,2,0.58892851567641735,0,null,null,null,null,24,86400,7.9258064516129032,0,0,3.1538461538461537,0,0,4.2199240986717266,7.9258064516129032,7.9258064516129032,7.9258064516129032,7.9258064516129032,7.9258064516129032,7.9258064516129032,7.9258064516129032,7.9258064516129032,0,0.58892851567641735,0,null,null,null,null,24,86400,7.9258064516129032,0,0,3.1538461538461537,0,0,4.2199240986717266,7.9258064516129032,7.9258064516129032,7.9258064516129032,7.9258064516129032,7.9258064516129032,7.9258064516129032,7.9258064516129032,7.9258064516129032,2,0.5845448567141136,0,null,null,null,null,24,86400,7.9258064516129032,0,0,3.1538461538461537,0,0,4.2199240986717266,7.9258064516129032,7.9258064516129032,7.9258064516129032,7.9258064516129032,7.9258064516129032,7.9258064516129032,7.9258064516129032,7.9258064516129032,0,0.5845448567141136,0,null,null,null,null,24,86400,7.9258064516129032,0,0,3.1538461538461537,0,0,4.2199240986717266,7.9258064516129032,7.9258064516129032,7.9258064516129032,7.9258064516129032,7.9258064516129032,7.9258064516129032,7.9258064516129032,7.9258064516129032,2,0.5845448567141136,0,null,null,null,null,24,86400,7.9258064516129032,0,0,3.1538461538461537,0,0,4.2199240986717266,7.9258064516129032,7.9258064516129032,7.9258064516129032,7.9258064516129032,7.9258064516129032,7.9258064516129032,7.9258064516129032,7.9258064516129032,0,0.5845448567141136,0,null,null,null,null,24,86400,7.9258064516129032,0,0,3.1538461538461537,0,0,4.2199240986717266,7.9258064516129032,7.9258064516129032,7.9258064516129032,7.9258064516129032,7.9258064516129032,7.9258064516129032,7.9258064516129032,7.9258064516129032,2,0.5845448567141136,0,null,null,null,null,24,86400,7.9258064516129032,0,0,3.1538461538461537,0,0,4.2199240986717266,7.9258064516129032,7.9258064516129032,7.9258064516129032,7.9258064516129032,7.9258064516129032,7.9258064516129032,7.9258064516129032,7.9258064516129032,0,0.5845448567141136,0,null,null,null,null,24,86400,7.9258064516129032,0,0,3.1538461538461537,0,0,4.2199240986717266,7.9258064516129032,7.9258064516129032,7.9258064516129032,7.9258064516129032,7.9258064516129032,7.9258064516129032,7.9258064516129032,7.9258064516129032,2,0.5845448567141136,0,null,null,null,null,24,86400,7.9258064516129032,0,0,3.1538461538461537,0,0,4.2199240986717266,7.9258064516129032,7.9258064516129032,7.9258064516129032,7.9258064516129032,7.9258064516129032,7.9258064516129032,7.9258064516129032,7.9258064516129032,0,0.5845448567141136,0]
[null,null,null,"Valor Variable",null,null,null,null,null,null,null,null,null,null,null,null,null,null,null,null,null,null,null,null,null,null,null,"Valor Variable",null,null,null,null,null,null,null,null,null,null,null,null,null,null,null,null,null,null,null,null,null,null,null,"Valor Variable",null,null,null,null,null,null,null,null,null,null,null,null,null,null,null,null,null,null,null,null,null,null,null,"Valor Variable",null,null,null,null,null,null,null,null,null,null,null,null,null,null,null,null,null,null,null,null,null,null,null,"Valor Variable",null,null,null,null,null,null,null,null,null,null,null,null,null,null,null,null,null,null,null,null,null,null,null,"Valor Variable",null,null,null,null,null,null,null,null,null,null,null,null,null,null,null,null,null,null,null,null,null,null,null,"Valor Variable",null,null,null,null,null,null,null,null,null,null,null,null,null,null,null,null,null,null,null,null,null,null,null,"Valor Variable",null,null,null,null,null,null,null,null,null,null,null,null,null,null,null,null,null,null,null,null,null,null,null,"Valor Variable",null,null,null,null,null,null,null,null,null,null,null,null,null,null,null,null,null,null,null,null,null,null,null,"Valor Variable"]
[]
[]
[]
[]
[null,null,null,null,null,"Rad Ventanas: Sol Incidente*FS*FAV*FAR [W]",null,null,null,null,null,null,null,null,null,null,null,null,null,null,null,null,null,null,null,null,null,null,null,"Rad Ventanas: Sol Incidente*FS*FAV*FAR [W]",null,null,null,null,null,null,null,null,null,null,null,null,null,null,null,null,null,null,null,null,null,null,null,"Rad Ventanas: Sol Incidente*FS*FAV*FAR [W]",null,null,null,null,null,null,null,null,null,null,null,null,null,null,null,null,null,null,null,null,null,null,null,"Rad Ventanas: Sol Incidente*FS*FAV*FAR [W]",null,null,null,null,null,null,null,null,null,null,null,null,null,null,null,null,null,null,null,null,null,null,null,"Rad Ventanas: Sol Incidente*FS*FAV*FAR [W]",null,null,null,null,null,null,null,null,null,null,null,null,null,null,null,null,null,null,null,null,null,null,null,"Rad Ventanas: Sol Incidente*FS*FAV*FAR [W]",null,null,null,null,null,null,null,null,null,null,null,null,null,null,null,null,null,null,null,null,null,null,null,"Rad Ventanas: Sol Incidente*FS*FAV*FAR [W]",null,null,null,null,null,null,null,null,null,null,null,null,null,null,null,null,null,null,null,null,null,null,null,"Rad Ventanas: Sol Incidente*FS*FAV*FAR [W]",null,null,null,null,null,null,null,null,null,null,null,null,null,null,null,null,null,null,null,null,null,null,null,"Rad Ventanas: Sol Incidente*FS*FAV*FAR [W]",null,null,null,null,null,null,null,null,null,null,null,null,null,null,null,null,null,null,null,null,null,null,null,"Rad Ventanas: Sol Incidente*FS*FAV*FAR [W]"]
[null,"Mes","Tiempo [hrs]","Tiempo [s]","T° exterior","Difuso","Directo","Qgen Pers [W/m2]","Qgen Ilum [W/m2]","Qgen Equip [W/m2]","TsolH","TsolN","TsolNE","TsolE","TsolSE","TsolS","TsolSO","TsolO","TsolNO","Clima [0, 1 o 2]","N [RAH]","G total [W/m2]",null,null,null,"Mes","Tiempo [hrs]","Tiempo [s]","T° exterior","Difuso","Directo","Qgen Pers [W/m2]","Qgen Ilum [W/m2]","Qgen Equip [W/m2]","TsolH","TsolN","TsolNE","TsolE","TsolSE","TsolS","TsolSO","TsolO","TsolNO","Clima [0, 1 o 2]","N [RAH]","G total [W/m2]",null,null,null,"Mes","Tiempo [hrs]","Tiempo [s]","T° exterior","Difuso","Directo","Qgen Pers [W/m2]","Qgen Ilum [W/m2]","Qgen Equip [W/m2]","TsolH","TsolN","TsolNE","TsolE","TsolSE","TsolS","TsolSO","TsolO","TsolNO","Clima [0, 1 o 2]","N [RAH]","G total [W/m2]",null,null,null,"Mes","Tiempo [hrs]","Tiempo [s]","T° exterior","Difuso","Directo","Qgen Pers [W/m2]","Qgen Ilum [W/m2]","Qgen Equip [W/m2]","TsolH","TsolN","TsolNE","TsolE","TsolSE","TsolS","TsolSO","TsolO","TsolNO","Clima [0, 1 o 2]","N [RAH]","G total [W/m2]",null,null,null,"Mes","Tiempo [hrs]","Tiempo [s]","T° exterior","Difuso","Directo","Qgen Pers [W/m2]","Qgen Ilum [W/m2]","Qgen Equip [W/m2]","TsolH","TsolN","TsolNE","TsolE","TsolSE","TsolS","TsolSO","TsolO","TsolNO","Clima [0, 1 o 2]","N [RAH]","G total [W/m2]",null,null,null,"Mes","Tiempo [hrs]","Tiempo [s]","T° exterior","Difuso","Directo","Qgen Pers [W/m2]","Qgen Ilum [W/m2]","Qgen Equip [W/m2]","TsolH","TsolN","TsolNE","TsolE","TsolSE","TsolS","TsolSO","TsolO","TsolNO","Clima [0, 1 o 2]","N [RAH]","G total [W/m2]",null,null,null,"Mes","Tiempo [hrs]","Tiempo [s]","T° exterior","Difuso","Directo","Qgen Pers [W/m2]","Qgen Ilum [W/m2]","Qgen Equip [W/m2]","TsolH","TsolN","TsolNE","TsolE","TsolSE","TsolS","TsolSO","TsolO","TsolNO","Clima [0, 1 o 2]","N [RAH]","G total [W/m2]",null,null,null,"Mes","Tiempo [hrs]","Tiempo [s]","T° exterior","Difuso","Directo","Qgen Pers [W/m2]","Qgen Ilum [W/m2]","Qgen Equip [W/m2]","TsolH","TsolN","TsolNE","TsolE","TsolSE","TsolS","TsolSO","TsolO","TsolNO","Clima [0, 1 o 2]","N [RAH]","G total [W/m2]",null,null,null,"Mes","Tiempo [hrs]","Tiempo [s]","T° exterior","Difuso","Directo","Qgen Pers [W/m2]","Qgen Ilum [W/m2]","Qgen Equip [W/m2]","TsolH","TsolN","TsolNE","TsolE","TsolSE","TsolS","TsolSO","TsolO","TsolNO","Clima [0, 1 o 2]","N [RAH]","G total [W/m2]",null,null,null,"Mes","Tiempo [hrs]","Tiempo [s]","T° exterior","Difuso","Directo","Qgen Pers [W/m2]","Qgen Ilum [W/m2]","Qgen Equip [W/m2]","TsolH","TsolN","TsolNE","TsolE","TsolSE","TsolS","TsolSO","TsolO","TsolNO","Clima [0, 1 o 2]","N [RAH]","G total [W/m2]"]
[null,"Junio",0,0,5.4766666666666675,0,0,3.1538461538461537,0,0,1.7707843137254908,5.4766666666666675,5.4766666666666675,5.4766666666666675,5.4766666666666675,5.4766666666666675,5.4766666666666675,5.4766666666666675,5.4766666666666675,2,0.58892851567641735,0,null,null,null,"Junio",0,0,5.4766666666666675,0,0,3.1538461538461537,0,0,1.7707843137254908,5.4766666666666675,5.4766666666666675,5.4766666666666675,5.4766666666666675,5.4766666666666675,5.4766666666666675,5.4766666666666675,5.4766666666666675,0,0.58892851567641735,0,null,null,null,"Junio",0,0,5.4766666666666675,0,0,3.1538461538461537,0,0,1.7707843137254908,5.4766666666666675,5.4766666666666675,5.4766666666666675,5.4766666666666675,5.4766666666666675,5.4766666666666675,5.4766666666666675,5.4766666666666675,2,0.5845448567141136,0,null,null,null,"Junio",0,0,5.4766666666666675,0,0,3.1538461538461537,0,0,1.7707843137254908,5.4766666666666675,5.4766666666666675,5.4766666666666675,5.4766666666666675,5.4766666666666675,5.4766666666666675,5.4766666666666675,5.4766666666666675,0,0.5845448567141136,0,null,null,null,"Junio",0,0,5.4766666666666675,0,0,3.1538461538461537,0,0,1.7707843137254908,5.4766666666666675,5.4766666666666675,5.4766666666666675,5.4766666666666675,5.4766666666666675,5.4766666666666675,5.4766666666666675,5.4766666666666675,2,0.5845448567141136,0,null,null,null,"Junio",0,0,5.4766666666666675,0,0,3.1538461538461537,0,0,1.7707843137254908,5.4766666666666675,5.4766666666666675,5.4766666666666675,5.4766666666666675,5.4766666666666675,5.4766666666666675,5.4766666666666675,5.4766666666666675,0,0.5845448567141136,0,null,null,null,"Junio",0,0,5.4766666666666675,0,0,3.1538461538461537,0,0,1.7707843137254908,5.4766666666666675,5.4766666666666675,5.4766666666666675,5.4766666666666675,5.4766666666666675,5.4766666666666675,5.4766666666666675,5.4766666666666675,2,0.5845448567141136,0,null,null,null,"Junio",0,0,5.4766666666666675,0,0,3.1538461538461537,0,0,1.7707843137254908,5.4766666666666675,5.4766666666666675,5.4766666666666675,5.4766666666666675,5.4766666666666675,5.4766666666666675,5.4766666666666675,5.4766666666666675,0,0.5845448567141136,0,null,null,null,"Junio",0,0,5.4766666666666675,0,0,3.1538461538461537,0,0,1.7707843137254908,5.4766666666666675,5.4766666666666675,5.4766666666666675,5.4766666666666675,5.4766666666666675,5.4766666666666675,5.4766666666666675,5.4766666666666675,2,0.5845448567141136,0,null,null,null,"Junio",0,0,5.4766666666666675,0,0,3.1538461538461537,0,0,1.7707843137254908,5.4766666666666675,5.4766666666666675,5.4766666666666675,5.4766666666666675,5.4766666666666675,5.4766666666666675,5.4766666666666675,5.4766666666666675,0,0.5845448567141136,0]
[null,6,1,3600,5.54,0,0,3.1538461538461537,0,0,1.8341176470588234,5.54,5.54,5.54,5.54,5.54,5.54,5.54,5.54,2,0.58892851567641735,0,null,null,null,6,1,3600,5.54,0,0,3.1538461538461537,0,0,1.8341176470588234,5.54,5.54,5.54,5.54,5.54,5.54,5.54,5.54,0,0.58892851567641735,0,null,null,null,6,1,3600,5.54,0,0,3.1538461538461537,0,0,1.8341176470588234,5.54,5.54,5.54,5.54,5.54,5.54,5.54,5.54,2,0.5845448567141136,0,null,null,null,6,1,3600,5.54,0,0,3.1538461538461537,0,0,1.8341176470588234,5.54,5.54,5.54,5.54,5.54,5.54,5.54,5.54,0,0.5845448567141136,0,null,null,null,6,1,3600,5.54,0,0,3.1538461538461537,0,0,1.8341176470588234,5.54,5.54,5.54,5.54,5.54,5.54,5.54,5.54,2,0.5845448567141136,0,null,null,null,6,1,3600,5.54,0,0,3.1538461538461537,0,0,1.8341176470588234,5.54,5.54,5.54,5.54,5.54,5.54,5.54,5.54,0,0.5845448567141136,0,null,null,null,6,1,3600,5.54,0,0,3.1538461538461537,0,0,1.8341176470588234,5.54,5.54,5.54,5.54,5.54,5.54,5.54,5.54,2,0.5845448567141136,0,null,null,null,6,1,3600,5.54,0,0,3.1538461538461537,0,0,1.8341176470588234,5.54,5.54,5.54,5.54,5.54,5.54,5.54,5.54,0,0.5845448567141136,0,null,null,null,6,1,3600,5.54,0,0,3.1538461538461537,0,0,1.8341176470588234,5.54,5.54,5.54,5.54,5.54,5.54,5.54,5.54,2,0.5845448567141136,0,null,null,null,6,1,3600,5.54,0,0,3.1538461538461537,0,0,1.8341176470588234,5.54,5.54,5.54,5.54,5.54,5.54,5.54,5.54,0,0.5845448567141136,0]
[null,"Tmax Dia",2,7200,5.6666666666666679,0,0,3.1538461538461537,0,0,1.9607843137254912,5.6666666666666679,5.6666666666666679,5.6666666666666679,5.6666666666666679,5.6666666666666679,5.6666666666666679,5.6666666666666679,5.6666666666666679,2,0.58892851567641735,0,null,null,null,"Tmax Dia",2,7200,5.6666666666666679,0,0,3.1538461538461537,0,0,1.9607843137254912,5.6666666666666679,5.6666666666666679,5.6666666666666679,5.6666666666666679,5.6666666666666679,5.6666666666666679,5.6666666666666679,5.6666666666666679,0,0.58892851567641735,0,null,null,null,"Tmax Dia",2,7200,5.6666666666666679,0,0,3.1538461538461537,0,0,1.9607843137254912,5.6666666666666679,5.6666666666666679,5.6666666666666679,5.6666666666666679,5.6666666666666679,5.6666666666666679,5.6666666666666679,5.6666666666666679,2,0.5845448567141136,0,null,null,null,"Tmax Dia",2,7200,5.6666666666666679,0,0,3.1538461538461537,0,0,1.9607843137254912,5.6666666666666679,5.6666666666666679,5.6666666666666679,5.6666666666666679,5.6666666666666679,5.6666666666666679,5.6666666666666679,5.6666666666666679,0,0.5845448567141136,0,null,null,null,"Tmax Dia",2,7200,5.6666666666666679,0,0,3.1538461538461537,0,0,1.9607843137254912,5.6666666666666679,5.6666666666666679,5.6666666666666679,5.6666666666666679,5.6666666666666679,5.6666666666666679,5.6666666666666679,5.6666666666666679,2,0.5845448567141136,0,null,null,null,"Tmax Dia",2,7200,5.6666666666666679,0,0,3.1538461538461537,0,0,1.9607843137254912,5.6666666666666679,5.6666666666666679,5.6666666666666679,5.6666666666666679,5.6666666666666679,5.6666666666666679,5.6666666666666679,5.6666666666666679,0,0.5845448567141136,0,null,null,null,"Tmax Dia",2,7200,5.6666666666666679,0,0,3.1538461538461537,0,0,1.9607843137254912,5.6666666666666679,5.6666666666666679,5.6666666666666679,5.6666666666666679,5.6666666666666679,5.6666666666666679,5.6666666666666679,5.6666666666666679,2,0.5845448567141136,0,null,null,null,"Tmax Dia",2,7200,5.6666666666666679,0,0,3.1538461538461537,0,0,1.9607843137254912,5.6666666666666679,5.6666666666666679,5.6666666666666679,5.6666666666666679,5.6666666666666679,5.6666666666666679,5.6666666666666679,5.6666666666666679,0,0.5845448567141136,0,null,null,null,"Tmax Dia",2,7200,5.6666666666666679,0,0,3.1538461538461537,0,0,1.9607843137254912,5.6666666666666679,5.6666666666666679,5.6666666666666679,5.6666666666666679,5.6666666666666679,5.6666666666666679,5.6666666666666679,5.6666666666666679,2,0.5845448567141136,0,null,null,null,"Tmax Dia",2,7200,5.6666666666666679,0,0,3.1538461538461537,0,0,1.9607843137254912,5.6666666666666679,5.6666666666666679,5.6666666666666679,5.6666666666666679,5.6666666666666679,5.6666666666666679,5.6666666666666679,5.6666666666666679,0,0.5845448567141136,0]
[null,23.547135416666666,3,10800,5.7099999999999991,0,0,3.1538461538461537,0,0,2.0041176470588224,5.7099999999999991,5.7099999999999991,5.7099999999999991,5.7099999999999991,5.7099999999999991,5.7099999999999991,5.7099999999999991,5.7099999999999991,2,0.58892851567641735,0,null,null,null,23.547135416666666,3,10800,5.7099999999999991,0,0,3.1538461538461537,0,0,2.0041176470588224,5.7099999999999991,5.7099999999999991,5.7099999999999991,5.7099999999999991,5.7099999999999991,5.7099999999999991,5.7099999999999991,5.7099999999999991,0,0.58892851567641735,0,null,null,null,23.547135416666666,3,10800,5.7099999999999991,0,0,3.1538461538461537,0,0,2.0041176470588224,5.7099999999999991,5.7099999999999991,5.7099999999999991,5.7099999999999991,5.7099999999999991,5.7099999999999991,5.7099999999999991,5.7099999999999991,2,0.5845448567141136,0,null,null,null,23.547135416666666,3,10800,5.7099999999999991,0,0,3.1538461538461537,0,0,2.0041176470588224,5.7099999999999991,5.7099999999999991,5.7099999999999991,5.7099999999999991,5.7099999999999991,5.7099999999999991,5.7099999999999991,5.7099999999999991,0,0.5845448567141136,0,null,null,null,23.547135416666666,3,10800,5.7099999999999991,0,0,3.1538461538461537,0,0,2.0041176470588224,5.7099999999999991,5.7099999999999991,5.7099999999999991,5.7099999999999991,5.7099999999999991,5.7099999999999991,5.7099999999999991,5.7099999999999991,2,0.5845448567141136,0,null,null,null,23.547135416666666,3,10800,5.7099999999999991,0,0,3.1538461538461537,0,0,2.0041176470588224,5.7099999999999991,5.7099999999999991,5.7099999999999991,5.7099999999999991,5.7099999999999991,5.7099999999999991,5.7099999999999991,5.7099999999999991,0,0.5845448567141136,0,null,null,null,23.547135416666666,3,10800,5.7099999999999991,0,0,3.1538461538461537,0,0,2.0041176470588224,5.7099999999999991,5.7099999999999991,5.7099999999999991,5.7099999999999991,5.7099999999999991,5.7099999999999991,5.7099999999999991,5.7099999999999991,2,0.5845448567141136,0,null,null,null,23.547135416666666,3,10800,5.7099999999999991,0,0,3.1538461538461537,0,0,2.0041176470588224,5.7099999999999991,5.7099999999999991,5.7099999999999991,5.7099999999999991,5.7099999999999991,5.7099999999999991,5.7099999999999991,5.7099999999999991,0,0.5845448567141136,0,null,null,null,23.547135416666666,3,10800,5.7099999999999991,0,0,3.1538461538461537,0,0,2.0041176470588224,5.7099999999999991,5.7099999999999991,5.7099999999999991,5.7099999999999991,5.7099999999999991,5.7099999999999991,5.7099999999999991,5.7099999999999991,2,0.5845448567141136,0,null,null,null,23.547135416666666,3,10800,5.7099999999999991,0,0,3.1538461538461537,0,0,2.0041176470588224,5.7099999999999991,5.7099999999999991,5.7099999999999991,5.7099999999999991,5.7099999999999991,5.7099999999999991,5.7099999999999991,5.7099999999999991,0,0.5845448567141136,0]
[null,"Tmin Dia",4,14400,5.0333333333333323,0,0,3.1538461538461537,0,0,1.3274509803921557,5.0333333333333323,5.0333333333333323,5.0333333333333323,5.0333333333333323,5.0333333333333323,5.0333333333333323,5.0333333333333323,5.0333333333333323,2,0.58892851567641735,0,null,null,null,"Tmin Dia",4,14400,5.0333333333333323,0,0,3.1538461538461537,0,0,1.3274509803921557,5.0333333333333323,5.0333333333333323,5.0333333333333323,5.0333333333333323,5.0333333333333323,5.0333333333333323,5.0333333333333323,5.0333333333333323,0,0.58892851567641735,0,null,null,null,"Tmin Dia",4,14400,5.0333333333333323,0,0,3.1538461538461537,0,0,1.3274509803921557,5.0333333333333323,5.0333333333333323,5.0333333333333323,5.0333333333333323,5.0333333333333323,5.0333333333333323,5.0333333333333323,5.0333333333333323,2,0.5845448567141136,0,null,null,null,"Tmin Dia",4,14400,5.0333333333333323,0,0,3.1538461538461537,0,0,1.3274509803921557,5.0333333333333323,5.0333333333333323,5.0333333333333323,5.0333333333333323,5.0333333333333323,5.0333333333333323,5.0333333333333323,5.0333333333333323,0,0.5845448567141136,0,null,null,null,"Tmin Dia",4,14400,5.0333333333333323,0,0,3.1538461538461537,0,0,1.3274509803921557,5.0333333333333323,5.0333333333333323,5.0333333333333323,5.0333333333333323,5.0333333333333323,5.0333333333333323,5.0333333333333323,5.0333333333333323,2,0.5845448567141136,0,null,null,null,"Tmin Dia",4,14400,5.0333333333333323,0,0,3.1538461538461537,0,0,1.3274509803921557,5.0333333333333323,5.0333333333333323,5.0333333333333323,5.0333333333333323,5.0333333333333323,5.0333333333333323,5.0333333333333323,5.0333333333333323,0,0.5845448567141136,0,null,null,null,"Tmin Dia",4,14400,5.0333333333333323,0,0,3.1538461538461537,0,0,1.3274509803921557,5.0333333333333323,5.0333333333333323,5.0333333333333323,5.0333333333333323,5.0333333333333323,5.0333333333333323,5.0333333333333323,5.0333333333333323,2,0.5845448567141136,0,null,null,null,"Tmin Dia",4,14400,5.0333333333333323,0,0,3.1538461538461537,0,0,1.3274509803921557,5.0333333333333323,5.0333333333333323,5.0333333333333323,5.0333333333333323,5.0333333333333323,5.0333333333333323,5.0333333333333323,5.0333333333333323,0,0.5845448567141136,0,null,null,null,"Tmin Dia",4,14400,5.0333333333333323,0,0,3.1538461538461537,0,0,1.3274509803921557,5.0333333333333323,5.0333333333333323,5.0333333333333323,5.0333333333333323,5.0333333333333323,5.0333333333333323,5.0333333333333323,5.0333333333333323,2,0.5845448567141136,0,null,null,null,"Tmin Dia",4,14400,5.0333333333333323,0,0,3.1538461538461537,0,0,1.3274509803921557,5.0333333333333323,5.0333333333333323,5.0333333333333323,5.0333333333333323,5.0333333333333323,5.0333333333333323,5.0333333333333323,5.0333333333333323,0,0.5845448567141136,0]
[null,18.547135416666666,5,18000,4.0500000000000007,0,0,3.1538461538461537,0,0,0.34411764705882408,4.0500000000000007,4.0500000000000007,4.0500000000000007,4.0500000000000007,4.0500000000000007,4.0500000000000007,4.0500000000000007,4.0500000000000007,2,0.58892851567641735,0,null,null,null,18.547135416666666,5,18000,4.0500000000000007,0,0,3.1538461538461537,0,0,0.34411764705882408,4.0500000000000007,4.0500000000000007,4.0500000000000007,4.0500000000000007,4.0500000000000007,4.0500000000000007,4.0500000000000007,4.0500000000000007,0,0.58892851567641735,0,null,null,null,18.547135416666666,5,18000,4.0500000000000007,0,0,3.1538461538461537,0,0,0.34411764705882408,4.0500000000000007,4.0500000000000007,4.0500000000000007,4.0500000000000007,4.0500000000000007,4.0500000000000007,4.0500000000000007,4.0500000000000007,2,0.5845448567141136,0,null,null,null,18.547135416666666,5,18000,4.0500000000000007,0,0,3.1538461538461537,0,0,0.34411764705882408,4.0500000000000007,4.0500000000000007,4.0500000000000007,4.0500000000000007,4.0500000000000007,4.0500000000000007,4.0500000000000007,4.0500000000000007,0,0.5845448567141136,0,null,null,null,18.547135416666666,5,18000,4.0500000000000007,0,0,3.1538461538461537,0,0,0.34411764705882408,4.0500000000000007,4.0500000000000007,4.0500000000000007,4.0500000000000007,4.0500000000000007,4.0500000000000007,4.0500000000000007,4.0500000000000007,2,0.5845448567141136,0,null,null,null,18.547135416666666,5,18000,4.0500000000000007,0,0,3.1538461538461537,0,0,0.34411764705882408,4.0500000000000007,4.0500000000000007,4.0500000000000007,4.0500000000000007,4.0500000000000007,4.0500000000000007,4.0500000000000007,4.0500000000000007,0,0.5845448567141136,0,null,null,null,18.547135416666666,5,18000,4.0500000000000007,0,0,3.1538461538461537,0,0,0.34411764705882408,4.0500000000000007,4.0500000000000007,4.0500000000000007,4.0500000000000007,4.0500000000000007,4.0500000000000007,4.0500000000000007,4.0500000000000007,2,0.5845448567141136,0,null,null,null,18.547135416666666,5,18000,4.0500000000000007,0,0,3.1538461538461537,0,0,0.34411764705882408,4.0500000000000007,4.0500000000000007,4.0500000000000007,4.0500000000000007,4.0500000000000007,4.0500000000000007,4.0500000000000007,4.0500000000000007,0,0.5845448567141136,0,null,null,null,18.547135416666666,5,18000,4.0500000000000007,0,0,3.1538461538461537,0,0,0.34411764705882408,4.0500000000000007,4.0500000000000007,4.0500000000000007,4.0500000000000007,4.0500000000000007,4.0500000000000007,4.0500000000000007,4.0500000000000007,2,0.5845448567141136,0,null,null,null,18.547135416666666,5,18000,4.0500000000000007,0,0,3.1538461538461537,0,0,0.34411764705882408,4.0500000000000007,4.0500000000000007,4.0500000000000007,4.0500000000000007,4.0500000000000007,4.0500000000000007,4.0500000000000007,4.0500000000000007,0,0.5845448567141136,0]
[null,"Tmax Noche",6,21600,5.173333333333332,0,0,2.523076923076923,0,0,1.4674509803921554,5.173333333333332,5.173333333333332,5.173333333333332,5.173333333333332,5.173333333333332,5.173333333333332,5.173333333333332,5.173333333333332,2,0.58892851567641735,0,null,null,null,"Tmax Noche",6,21600,5.173333333333332,0,0,2.523076923076923,0,0,1.4674509803921554,5.173333333333332,5.173333333333332,5.173333333333332,5.173333333333332,5.173333333333332,5.173333333333332,5.173333333333332,5.173333333333332,0,0.58892851567641735,0,null,null,null,"Tmax Noche",6,21600,5.173333333333332,0,0,2.523076923076923,0,0,1.4674509803921554,5.173333333333332,5.173333333333332,5.173333333333332,5.173333333333332,5.173333333333332,5.173333333333332,5.173333333333332,5.173333333333332,2,0.5845448567141136,0,null,null,null,"Tmax Noche",6,21600,5.173333333333332,0,0,2.523076923076923,0,0,1.4674509803921554,5.173333333333332,5.173333333333332,5.173333333333332,5.173333333333332,5.173333333333332,5.173333333333332,5.173333333333332,5.173333333333332,0,0.5845448567141136,0,null,null,null,"Tmax Noche",6,21600,5.173333333333332,0,0,2.523076923076923,0,0,1.4674509803921554,5.173333333333332,5.173333333333332,5.173333333333332,5.173333333333332,5.173333333333332,5.173333333333332,5.173333333333332,5.173333333333332,2,0.5845448567141136,0,null,null,null,"Tmax Noche",6,21600,5.173333333333332,0,0,2.523076923076923,0,0,1.4674509803921554,5.173333333333332,5.173333333333332,5.173333333333332,5.173333333333332,5.173333333333332,5.173333333333332,5.173333333333332,5.173333333333332,0,0.5845448567141136,0,null,null,null,"Tmax Noche",6,21600,5.173333333333332,0,0,2.523076923076923,0,0,1.4674509803921554,5.173333333333332,5.173333333333332,5.173333333333332,5.173333333333332,5.173333333333332,5.173333333333332,5.173333333333332,5.173333333333332,2,0.5845448567141136,0,null,null,null,"Tmax Noche",6,21600,5.173333333333332,0,0,2.523076923076923,0,0,1.4674509803921554,5.173333333333332,5.173333333333332,5.173333333333332,5.173333333333332,5.173333333333332,5.173333333333332,5.173333333333332,5.173333333333332,0,0.5845448567141136,0,null,null,null,"Tmax Noche",6,21600,5.173333333333332,0,0,2.523076923076923,0,0,1.4674509803921554,5.173333333333332,5.173333333333332,5.173333333333332,5.173333333333332,5.173333333333332,5.173333333333332,5.173333333333332,5.173333333333332,2,0.5845448567141136,0,null,null,null,"Tmax Noche",6,21600,5.173333333333332,0,0,2.523076923076923,0,0,1.4674509803921554,5.173333333333332,5.173333333333332,5.173333333333332,5.173333333333332,5.173333333333332,5.173333333333332,5.173333333333332,5.173333333333332,0,0.5845448567141136,0]
[null,23.547135416666666,7,25200,6.06,55.154292268625028,0,3.0276923076923077,1.5,0,2.7879346405228755,6.9854507262939087,6.798792185895663,6.5053085660821734,6.3082808649853668,6.2917629637650254,6.3082808649853668,6.5053085660821734,6.798792185895663,1,0.58892851567641735,15.962962962962962,null,null,null,23.547135416666666,7,25200,6.06,55.154292268625028,0,3.0276923076923077,1.5,0,2.7879346405228755,6.9854507262939087,6.798792185895663,6.5053085660821734,6.3082808649853668,6.2917629637650254,6.3082808649853668,6.5053085660821734,6.798792185895663,0,0.58892851567641735,15.962962962962962,null,null,null,23.547135416666666,7,25200,6.06,55.154292268625028,0,3.0276923076923077,1.5,0,3.0114161220043565,6.9854507262939087,6.798792185895663,6.5053085660821734,6.3082808649853668,6.2917629637650254,6.3082808649853668,6.5053085660821734,6.798792185895663,1,0.5845448567141136,15.962962962962962,null,null,null,23.547135416666666,7,25200,6.06,55.154292268625028,0,3.0276923076923077,1.5,0,3.0114161220043565,6.9854507262939087,6.798792185895663,6.5053085660821734,6.3082808649853668,6.2917629637650254,6.3082808649853668,6.5053085660821734,6.798792185895663,0,0.5845448567141136,15.962962962962962,null,null,null,23.547135416666666,7,25200,6.06,55.154292268625028,0,3.0276923076923077,1.5,0,3.0114161220043565,6.9854507262939087,6.798792185895663,6.5053085660821734,6.3082808649853668,6.2917629637650254,6.3082808649853668,6.5053085660821734,6.798792185895663,1,0.5845448567141136,15.962962962962962,null,null,null,23.547135416666666,7,25200,6.06,55.154292268625028,0,3.0276923076923077,1.5,0,3.0114161220043565,6.9854507262939087,6.798792185895663,6.5053085660821734,6.3082808649853668,6.2917629637650254,6.3082808649853668,6.5053085660821734,6.798792185895663,0,0.5845448567141136,15.962962962962962,null,null,null,23.547135416666666,7,25200,6.06,55.154292268625028,0,3.0276923076923077,1.5,0,3.0114161220043565,6.9854507262939087,6.798792185895663,6.5053085660821734,6.3082808649853668,6.2917629637650254,6.3082808649853668,6.5053085660821734,6.798792185895663,1,0.5845448567141136,15.962962962962962,null,null,null,23.547135416666666,7,25200,6.06,55.154292268625028,0,3.0276923076923077,1.5,0,3.0114161220043565,6.9854507262939087,6.798792185895663,6.5053085660821734,6.3082808649853668,6.2917629637650254,6.3082808649853668,6.5053085660821734,6.798792185895663,0,0.5845448567141136,15.962962962962962,null,null,null,23.547135416666666,7,25200,6.06,55.154292268625028,0,3.0276923076923077,1.5,0,3.0114161220043565,6.9854507262939087,6.798792185895663,6.5053085660821734,6.3082808649853668,6.2917629637650254,6.3082808649853668,6.5053085660821734,6.798792185895663,1,0.5845448567141136,15.962962962962962,null,null,null,23.547135416666666,7,25200,6.06,55.154292268625028,0,3.0276923076923077,1.5,0,3.0114161220043565,6.9854507262939087,6.798792185895663,6.5053085660821734,6.3082808649853668,6.2917629637650254,6.3082808649853668,6.5053085660821734,6.798792185895663,0,0.5845448567141136,15.962962962962962]
[null,"Tmin Noche",8,28800,8.0066666666666659,249.30698715091705,109.54201157467666,1.5138461538461538,0,0,6.9006666666666652,13.552929372042923,12.434277377034412,10.675418467572129,9.4946236835047237,9.395631249973075,9.4946236835047237,10.675418467572129,12.434277377034412,1,0.58892851567641735,95.666666666666671,null,null,null,"Tmin Noche",8,28800,8.0066666666666659,249.30698715091705,109.54201157467666,1.5138461538461538,0,0,6.9006666666666652,13.552929372042923,12.434277377034412,10.675418467572129,9.4946236835047237,9.395631249973075,9.4946236835047237,10.675418467572129,12.434277377034412,0,0.58892851567641735,95.666666666666671,null,null,null,"Tmin Noche",8,28800,8.0066666666666659,249.30698715091705,109.54201157467666,1.5138461538461538,0,0,8.2399999999999984,13.552929372042923,12.434277377034412,10.675418467572129,9.4946236835047237,9.395631249973075,9.4946236835047237,10.675418467572129,12.434277377034412,1,0.5845448567141136,95.666666666666671,null,null,null,"Tmin Noche",8,28800,8.0066666666666659,249.30698715091705,109.54201157467666,1.5138461538461538,0,0,8.2399999999999984,13.552929372042923,12.434277377034412,10.675418467572129,9.4946236835047237,9.395631249973075,9.4946236835047237,10.675418467572129,12.434277377034412,0,0.5845448567141136,95.666666666666671,null,null,null,"Tmin Noche",8,28800,8.0066666666666659,249.30698715091705,36.813038774937382,1.5138461538461538,0,0,8.2399999999999984,13.552929372042923,12.434277377034412,10.675418467572129,9.4946236835047237,9.395631249973075,9.4946236835047237,10.675418467572129,12.434277377034412,1,0.5845448567141136,95.666666666666671,null,null,null,"Tmin Noche",8,28800,8.0066666666666659,249.30698715091705,36.813038774937382,1.5138461538461538,0,0,8.2399999999999984,13.552929372042923,12.434277377034412,10.675418467572129,9.4946236835047237,9.395631249973075,9.4946236835047237,10.675418467572129,12.434277377034412,0,0.5845448567141136,95.666666666666671,null,null,null,"Tmin Noche",8,28800,8.0066666666666659,249.30698715091705,0,1.5138461538461538,0,0,8.2399999999999984,13.552929372042923,12.434277377034412,10.675418467572129,9.4946236835047237,9.395631249973075,9.4946236835047237,10.675418467572129,12.434277377034412,1,0.5845448567141136,95.666666666666671,null,null,null,"Tmin Noche",8,28800,8.0066666666666659,249.30698715091705,0,1.5138461538461538,0,0,8.2399999999999984,13.552929372042923,12.434277377034412,10.675418467572129,9.4946236835047237,9.395631249973075,9.4946236835047237,10.675418467572129,12.434277377034412,0,0.5845448567141136,95.666666666666671,null,null,null,"Tmin Noche",8,28800,8.0066666666666659,249.30698715091705,109.54201157467666,1.5138461538461538,0,0,8.2399999999999984,13.552929372042923,12.434277377034412,10.675418467572129,9.4946236835047237,9.395631249973075,9.4946236835047237,10.675418467572129,12.434277377034412,1,0.5845448567141136,95.666666666666671,null,null,null,"Tmin Noche",8,28800,8.0066666666666659,249.30698715091705,109.54201157467666,1.5138461538461538,0,0,8.2399999999999984,13.552929372042923,12.434277377034412,10.675418467572129,9.4946236835047237,9.395631249973075,9.4946236835047237,10.675418467572129,12.434277377034412,0,0.5845448567141136,95.666666666666671]
[null,17,9,32400,8.8633333333333315,401.45203671129553,253.99380519872528,0.94615384615384612,0,0,9.8876666666666644,18.954181797876775,16.918910775599386,13.718849821275732,11.570516453980041,11.390410011323446,11.570516453980041,13.718849821275732,16.918910775599386,1,0.58892851567641735,174.05555555555551,null,null,null,17,9,32400,8.8633333333333315,401.45203671129553,253.99380519872528,0.94615384615384612,0,0,9.8876666666666644,18.954181797876775,16.918910775599386,13.718849821275732,11.570516453980041,11.390410011323446,11.570516453980041,13.718849821275732,16.918910775599386,0,0.58892851567641735,174.05555555555551,null,null,null,17,9,32400,8.8633333333333315,401.45203671129553,253.99380519872528,0.94615384615384612,0,0,12.324444444444442,18.954181797876775,16.918910775599386,13.718849821275732,11.570516453980041,11.390410011323446,11.570516453980041,13.718849821275732,16.918910775599386,1,0.5845448567141136,174.05555555555551,null,null,null,17,9,32400,8.8633333333333315,401.45203671129553,253.99380519872528,0.94615384615384612,0,0,12.324444444444442,18.954181797876775,16.918910775599386,13.718849821275732,11.570516453980041,11.390410011323446,11.570516453980041,13.718849821275732,16.918910775599386,0,0.5845448567141136,174.05555555555551,null,null,null,17,9,32400,8.8633333333333315,401.45203671129553,85.357970562739908,0.94615384615384612,0,0,12.324444444444442,18.954181797876775,16.918910775599386,13.718849821275732,11.570516453980041,11.390410011323446,11.570516453980041,13.718849821275732,16.918910775599386,1,0.5845448567141136,174.05555555555551,null,null,null,17,9,32400,8.8633333333333315,401.45203671129553,85.357970562739908,0.94615384615384612,0,0,12.324444444444442,18.954181797876775,16.918910775599386,13.718849821275732,11.570516453980041,11.390410011323446,11.570516453980041,13.718849821275732,16.918910775599386,0,0.5845448567141136,174.05555555555551,null,null,null,17,9,32400,8.8633333333333315,401.45203671129553,0,0.94615384615384612,0,0,12.324444444444442,18.954181797876775,16.918910775599386,13.718849821275732,11.570516453980041,11.390410011323446,11.570516453980041,13.718849821275732,16.918910775599386,1,0.5845448567141136,174.05555555555551,null,null,null,17,9,32400,8.8633333333333315,401.45203671129553,0,0.94615384615384612,0,0,12.324444444444442,18.954181797876775,16.918910775599386,13.718849821275732,11.570516453980041,11.390410011323446,11.570516453980041,13.718849821275732,16.918910775599386,0,0.5845448567141136,174.05555555555551,null,null,null,17,9,32400,8.8633333333333315,401.45203671129553,253.99380519872528,0.94615384615384612,0,0,12.324444444444442,18.954181797876775,16.918910775599386,13.718849821275732,11.570516453980041,11.390410011323446,11.570516453980041,13.718849821275732,16.918910775599386,1,0.5845448567141136,174.05555555555551,null,null,null,17,9,32400,8.8633333333333315,401.45203671129553,253.99380519872528,0.94615384615384612,0,0,12.324444444444442,18.954181797876775,16.918910775599386,13.718849821275732,11.570516453980041,11.390410011323446,11.570516453980041,13.718849821275732,16.918910775599386,0,0.5845448567141136,174.05555555555551]
[null,"Tsuelo",10,36000,10.686666666666667,518.53936108044365,365.94214948668196,0.94615384615384612,0,0,13.355931372549019,24.28660526913545,21.543569236078866,17.230687850942694,14.335272069453369,14.092533654478114,14.335272069453369,17.230687850942694,21.543569236078866,1,0.58892851567641735,234.58333333333334,null,null,null,"Tsuelo",10,36000,10.686666666666667,518.53936108044365,365.94214948668196,0.94615384615384612,0,0,13.355931372549019,24.28660526913545,21.543569236078866,17.230687850942694,14.335272069453369,14.092533654478114,14.335272069453369,17.230687850942694,21.543569236078866,0,0.58892851567641735,234.58333333333334,null,null,null,"Tsuelo",10,36000,10.686666666666667,518.53936108044365,365.94214948668196,0.94615384615384612,0,0,16.640098039215687,24.28660526913545,21.543569236078866,17.230687850942694,14.335272069453369,14.092533654478114,14.335272069453369,17.230687850942694,21.543569236078866,1,0.5845448567141136,234.58333333333334,null,null,null,"Tsuelo",10,36000,10.686666666666667,518.53936108044365,365.94214948668196,0.94615384615384612,0,0,16.640098039215687,24.28660526913545,21.543569236078866,17.230687850942694,14.335272069453369,14.092533654478114,14.335272069453369,17.230687850942694,21.543569236078866,0,0.5845448567141136,234.58333333333334,null,null,null,"Tsuelo",10,36000,10.686666666666667,518.53936108044365,122.97968920584812,0.94615384615384612,0,0,16.640098039215687,24.28660526913545,21.543569236078866,17.230687850942694,14.335272069453369,14.092533654478114,14.335272069453369,17.230687850942694,21.543569236078866,1,0.5845448567141136,234.58333333333334,null,null,null,"Tsuelo",10,36000,10.686666666666667,518.53936108044365,122.97968920584812,0.94615384615384612,0,0,16.640098039215687,24.28660526913545,21.543569236078866,17.230687850942694,14.335272069453369,14.092533654478114,14.335272069453369,17.230687850942694,21.543569236078866,0,0.5845448567141136,234.58333333333334,null,null,null,"Tsuelo",10,36000,10.686666666666667,518.53936108044365,0,0.94615384615384612,0,0,16.640098039215687,24.28660526913545,21.543569236078866,17.230687850942694,14.335272069453369,14.092533654478114,14.335272069453369,17.230687850942694,21.543569236078866,1,0.5845448567141136,234.58333333333334,null,null,null,"Tsuelo",10,36000,10.686666666666667,518.53936108044365,0,0.94615384615384612,0,0,16.640098039215687,24.28660526913545,21.543569236078866,17.230687850942694,14.335272069453369,14.092533654478114,14.335272069453369,17.230687850942694,21.543569236078866,0,0.5845448567141136,234.58333333333334,null,null,null,"Tsuelo",10,36000,10.686666666666667,518.53936108044365,365.94214948668196,0.94615384615384612,0,0,16.640098039215687,24.28660526913545,21.543569236078866,17.230687850942694,14.335272069453369,14.092533654478114,14.335272069453369,17.230687850942694,21.543569236078866,1,0.5845448567141136,234.58333333333334,null,null,null,"Tsuelo",10,36000,10.686666666666667,518.53936108044365,365.94214948668196,0.94615384615384612,0,0,16.640098039215687,24.28660526913545,21.543569236078866,17.230687850942694,14.335272069453369,14.092533654478114,14.335272069453369,17.230687850942694,21.543569236078866,0,0.5845448567141136,234.58333333333334]
[null,8.4201388888888911,11,39600,11.59,563.86790419879219,371.50903859949341,0.94615384615384612,0,0,14.63143137254902,25.983872259190761,23.080703986430581,18.516046340445129,15.45160273417496,15.194693799533299,15.45160273417496,18.516046340445129,23.080703986430581,1,0.58892851567641735,248.2777777777778,null,null,null,8.4201388888888911,11,39600,11.59,563.86790419879219,371.50903859949341,0.94615384615384612,0,0,14.63143137254902,25.983872259190761,23.080703986430581,18.516046340445129,15.45160273417496,15.194693799533299,15.45160273417496,18.516046340445129,23.080703986430581,0,0.58892851567641735,248.2777777777778,null,null,null,8.4201388888888911,11,39600,11.59,563.86790419879219,371.50903859949341,0.94615384615384612,0,0,18.107320261437909,25.983872259190761,23.080703986430581,18.516046340445129,15.45160273417496,15.194693799533299,15.45160273417496,18.516046340445129,23.080703986430581,1,0.5845448567141136,248.2777777777778,null,null,null,8.4201388888888911,11,39600,11.59,563.86790419879219,371.50903859949341,0.94615384615384612,0,0,18.107320261437909,25.983872259190761,23.080703986430581,18.516046340445129,15.45160273417496,15.194693799533299,15.45160273417496,18.516046340445129,23.080703986430581,0,0.5845448567141136,248.2777777777778,null,null,null,8.4201388888888911,11,39600,11.59,563.86790419879219,124.85051576654168,0.94615384615384612,0,0,18.107320261437909,25.983872259190761,23.080703986430581,18.516046340445129,15.45160273417496,15.194693799533299,15.45160273417496,18.516046340445129,23.080703986430581,1,0.5845448567141136,248.2777777777778,null,null,null,8.4201388888888911,11,39600,11.59,563.86790419879219,124.85051576654168,0.94615384615384612,0,0,18.107320261437909,25.983872259190761,23.080703986430581,18.516046340445129,15.45160273417496,15.194693799533299,15.45160273417496,18.516046340445129,23.080703986430581,0,0.5845448567141136,248.2777777777778,null,null,null,8.4201388888888911,11,39600,11.59,563.86790419879219,0,0.94615384615384612,0,0,18.107320261437909,25.983872259190761,23.080703986430581,18.516046340445129,15.45160273417496,15.194693799533299,15.45160273417496,18.516046340445129,23.080703986430581,1,0.5845448567141136,248.2777777777778,null,null,null,8.4201388888888911,11,39600,11.59,563.86790419879219,0,0.94615384615384612,0,0,18.107320261437909,25.983872259190761,23.080703986430581,18.516046340445129,15.45160273417496,15.194693799533299,15.45160273417496,18.516046340445129,23.080703986430581,0,0.5845448567141136,248.2777777777778,null,null,null,8.4201388888888911,11,39600,11.59,563.86790419879219,371.50903859949341,0.94615384615384612,0,0,18.107320261437909,25.983872259190761,23.080703986430581,18.516046340445129,15.45160273417496,15.194693799533299,15.45160273417496,18.516046340445129,23.080703986430581,1,0.5845448567141136,248.2777777777778,null,null,null,8.4201388888888911,11,39600,11.59,563.86790419879219,371.50903859949341,0.94615384615384612,0,0,18.107320261437909,25.983872259190761,23.080703986430581,18.516046340445129,15.45160273417496,15.194693799533299,15.45160273417496,18.516046340445129,23.080703986430581,0,0.5845448567141136,248.2777777777778]
[null,"Infil RAH",12,43200,11.92,551.74833904479249,370.53932243145539,0.94615384615384612,0,0,14.865558823529412,26.109349795897273,23.247432627482642,18.747634180539499,15.726733239070885,15.473474722274323,15.726733239070885,18.747634180539499,23.247432627482642,1,0.58892851567641735,244.75000000000003,null,null,null,"Infil RAH",12,43200,11.92,551.74833904479249,370.53932243145539,0.94615384615384612,0,0,14.865558823529412,26.109349795897273,23.247432627482642,18.747634180539499,15.726733239070885,15.473474722274323,15.726733239070885,18.747634180539499,23.247432627482642,0,0.58892851567641735,244.75000000000003,null,null,null,"Infil RAH",12,43200,11.92,551.74833904479249,370.53932243145539,0.94615384615384612,0,0,18.292058823529413,26.109349795897273,23.247432627482642,18.747634180539499,15.726733239070885,15.473474722274323,15.726733239070885,18.747634180539499,23.247432627482642,1,0.5845448567141136,244.75000000000003,null,null,null,"Infil RAH",12,43200,11.92,551.74833904479249,370.53932243145539,0.94615384615384612,0,0,18.292058823529413,26.109349795897273,23.247432627482642,18.747634180539499,15.726733239070885,15.473474722274323,15.726733239070885,18.747634180539499,23.247432627482642,0,0.5845448567141136,244.75000000000003,null,null,null,"Infil RAH",12,43200,11.92,551.74833904479249,0,0.94615384615384612,0,0,18.292058823529413,26.109349795897273,23.247432627482642,18.747634180539499,15.726733239070885,15.473474722274323,15.726733239070885,18.747634180539499,23.247432627482642,1,0.5845448567141136,244.75000000000003,null,null,null,"Infil RAH",12,43200,11.92,551.74833904479249,0,0.94615384615384612,0,0,18.292058823529413,26.109349795897273,23.247432627482642,18.747634180539499,15.726733239070885,15.473474722274323,15.726733239070885,18.747634180539499,23.247432627482642,0,0.5845448567141136,244.75000000000003,null,null,null,"Infil RAH",12,43200,11.92,551.74833904479249,0,0.94615384615384612,0,0,18.292058823529413,26.109349795897273,23.247432627482642,18.747634180539499,15.726733239070885,15.473474722274323,15.726733239070885,18.747634180539499,23.247432627482642,1,0.5845448567141136,244.75000000000003,null,null,null,"Infil RAH",12,43200,11.92,551.74833904479249,0,0.94615384615384612,0,0,18.292058823529413,26.109349795897273,23.247432627482642,18.747634180539499,15.726733239070885,15.473474722274323,15.726733239070885,18.747634180539499,23.247432627482642,0,0.5845448567141136,244.75000000000003,null,null,null,"Infil RAH",12,43200,11.92,551.74833904479249,370.53932243145539,0.94615384615384612,0,0,18.292058823529413,26.109349795897273,23.247432627482642,18.747634180539499,15.726733239070885,15.473474722274323,15.726733239070885,18.747634180539499,23.247432627482642,1,0.5845448567141136,244.75000000000003,null,null,null,"Infil RAH",12,43200,11.92,551.74833904479249,370.53932243145539,0.94615384615384612,0,0,18.292058823529413,26.109349795897273,23.247432627482642,18.747634180539499,15.726733239070885,15.473474722274323,15.726733239070885,18.747634180539499,23.247432627482642,0,0.5845448567141136,244.75000000000003]
[null,0.21328302278512112,13,46800,12.203333333333331,509.63798554360784,311.67395949017822,0.94615384615384612,0,0,14.426954248366012,24.852591404325022,22.301302630575453,18.289905868809168,15.596889193260935,15.371118993518408,15.596889193260935,18.289905868809168,22.301302630575453,1,0.58892851567641735,218.18518518518522,null,null,null,0.21328302278512112,13,46800,12.203333333333331,509.63798554360784,311.67395949017822,0.94615384615384612,0,0,14.426954248366012,24.852591404325022,22.301302630575453,18.289905868809168,15.596889193260935,15.371118993518408,15.596889193260935,18.289905868809168,22.301302630575453,0,0.58892851567641735,218.18518518518522,null,null,null,0.21766668174742482,13,46800,12.203333333333331,509.63798554360784,311.67395949017822,0.94615384615384612,0,0,17.481546840958604,24.852591404325022,22.301302630575453,18.289905868809168,15.596889193260935,15.371118993518408,15.596889193260935,18.289905868809168,22.301302630575453,1,0.5845448567141136,218.18518518518522,null,null,null,0.21766668174742482,13,46800,12.203333333333331,509.63798554360784,311.67395949017822,0.94615384615384612,0,0,17.481546840958604,24.852591404325022,22.301302630575453,18.289905868809168,15.596889193260935,15.371118993518408,15.596889193260935,18.289905868809168,22.301302630575453,0,0.5845448567141136,218.18518518518522,null,null,null,0.21766668174742482,13,46800,12.203333333333331,509.63798554360784,0,0.94615384615384612,0,0,17.481546840958604,24.852591404325022,22.301302630575453,18.289905868809168,15.596889193260935,15.371118993518408,15.596889193260935,18.289905868809168,22.301302630575453,1,0.5845448567141136,218.18518518518522,null,null,null,0.21766668174742482,13,46800,12.203333333333331,509.63798554360784,0,0.94615384615384612,0,0,17.481546840958604,24.852591404325022,22.301302630575453,18.289905868809168,15.596889193260935,15.371118993518408,15.596889193260935,18.289905868809168,22.301302630575453,0,0.5845448567141136,218.18518518518522,null,null,null,0.21766668174742482,13,46800,12.203333333333331,509.63798554360784,104.7421477012808,0.94615384615384612,0,0,17.481546840958604,24.852591404325022,22.301302630575453,18.289905868809168,15.596889193260935,15.371118993518408,15.596889193260935,18.289905868809168,22.301302630575453,1,0.5845448567141136,218.18518518518522,null,null,null,0.21766668174742482,13,46800,12.203333333333331,509.63798554360784,104.7421477012808,0.94615384615384612,0,0,17.481546840958604,24.852591404325022,22.301302630575453,18.289905868809168,15.596889193260935,15.371118993518408,15.596889193260935,18.289905868809168,22.301302630575453,0,0.5845448567141136,218.18518518518522,null,null,null,0.21766668174742482,13,46800,12.203333333333331,509.63798554360784,311.67395949017822,0.94615384615384612,0,0,17.481546840958604,24.852591404325022,22.301302630575453,18.289905868809168,15.596889193260935,15.371118993518408,15.596889193260935,18.289905868809168,22.301302630575453,1,0.5845448567141136,218.18518518518522,null,null,null,0.21766668174742482,13,46800,12.203333333333331,509.63798554360784,311.67395949017822,0.94615384615384612,0,0,17.481546840958604,24.852591404325022,22.301302630575453,18.289905868809168,15.596889193260935,15.371118993518408,15.596889193260935,18.289905868809168,22.301302630575453,0,0.5845448567141136,218.18518518518522]
[null,"Cat Mes",14,50400,13.189999999999998,385.6007410437764,281.18177331742385,0.94615384615384612,0,0,14.288313725490191,23.438668948029758,21.371566364918795,18.121456579838082,15.939523360963239,15.756600060441922,15.939523360963239,18.121456579838082,21.371566364918795,1,0.58892851567641735,176.77777777777777,null,null,null,"Cat Mes",14,50400,13.189999999999998,385.6007410437764,281.18177331742385,0.94615384615384612,0,0,14.288313725490191,23.438668948029758,21.371566364918795,18.121456579838082,15.939523360963239,15.756600060441922,15.939523360963239,18.121456579838082,21.371566364918795,0,0.58892851567641735,176.77777777777777,null,null,null,"Cat Mes",14,50400,13.189999999999998,385.6007410437764,281.18177331742385,0.94615384615384612,0,0,16.763202614379082,23.438668948029758,21.371566364918795,18.121456579838082,15.939523360963239,15.756600060441922,15.939523360963239,18.121456579838082,21.371566364918795,1,0.5845448567141136,176.77777777777777,null,null,null,"Cat Mes",14,50400,13.189999999999998,385.6007410437764,281.18177331742385,0.94615384615384612,0,0,16.763202614379082,23.438668948029758,21.371566364918795,18.121456579838082,15.939523360963239,15.756600060441922,15.939523360963239,18.121456579838082,21.371566364918795,0,0.5845448567141136,176.77777777777777,null,null,null,"Cat Mes",14,50400,13.189999999999998,385.6007410437764,0,0.94615384615384612,0,0,16.763202614379082,23.438668948029758,21.371566364918795,18.121456579838082,15.939523360963239,15.756600060441922,15.939523360963239,18.121456579838082,21.371566364918795,1,0.5845448567141136,176.77777777777777,null,null,null,"Cat Mes",14,50400,13.189999999999998,385.6007410437764,0,0.94615384615384612,0,0,16.763202614379082,23.438668948029758,21.371566364918795,18.121456579838082,15.939523360963239,15.756600060441922,15.939523360963239,18.121456579838082,21.371566364918795,0,0.5845448567141136,176.77777777777777,null,null,null,"Cat Mes",14,50400,13.189999999999998,385.6007410437764,94.494846088191636,0.94615384615384612,0,0,16.763202614379082,23.438668948029758,21.371566364918795,18.121456579838082,15.939523360963239,15.756600060441922,15.939523360963239,18.121456579838082,21.371566364918795,1,0.5845448567141136,176.77777777777777,null,null,null,"Cat Mes",14,50400,13.189999999999998,385.6007410437764,94.494846088191636,0.94615384615384612,0,0,16.763202614379082,23.438668948029758,21.371566364918795,18.121456579838082,15.939523360963239,15.756600060441922,15.939523360963239,18.121456579838082,21.371566364918795,0,0.5845448567141136,176.77777777777777,null,null,null,"Cat Mes",14,50400,13.189999999999998,385.6007410437764,281.18177331742385,0.94615384615384612,0,0,16.763202614379082,23.438668948029758,21.371566364918795,18.121456579838082,15.939523360963239,15.756600060441922,15.939523360963239,18.121456579838082,21.371566364918795,1,0.5845448567141136,176.77777777777777,null,null,null,"Cat Mes",14,50400,13.189999999999998,385.6007410437764,281.18177331742385,0.94615384615384612,0,0,16.763202614379082,23.438668948029758,21.371566364918795,18.121456579838082,15.939523360963239,15.756600060441922,15.939523360963239,18.121456579838082,21.371566364918795,0,0.5845448567141136,176.77777777777777]
[null,"i",15,54000,13.113333333333333,225.82105015757332,56.243537746210961,0.94615384615384612,0,0,11.461287581699345,17.494730565358207,16.611025805073709,15.221574932151604,14.288779052597002,14.210577712828776,14.288779052597002,15.221574932151604,16.611025805073709,1,0.58892851567641735,75.574074074074062,null,null,null,"i",15,54000,13.113333333333333,225.82105015757332,56.243537746210961,0.94615384615384612,0,0,11.461287581699345,17.494730565358207,16.611025805073709,15.221574932151604,14.288779052597002,14.210577712828776,14.288779052597002,15.221574932151604,16.611025805073709,0,0.58892851567641735,75.574074074074062,null,null,null,"i",15,54000,13.113333333333333,225.82105015757332,56.243537746210961,0.94615384615384612,0,0,12.51932461873638,17.494730565358207,16.611025805073709,15.221574932151604,14.288779052597002,14.210577712828776,14.288779052597002,15.221574932151604,16.611025805073709,1,0.5845448567141136,75.574074074074062,null,null,null,"i",15,54000,13.113333333333333,225.82105015757332,56.243537746210961,0.94615384615384612,0,0,12.51932461873638,17.494730565358207,16.611025805073709,15.221574932151604,14.288779052597002,14.210577712828776,14.288779052597002,15.221574932151604,16.611025805073709,0,0.5845448567141136,75.574074074074062,null,null,null,"i",15,54000,13.113333333333333,225.82105015757332,0,0.94615384615384612,0,0,12.51932461873638,17.494730565358207,16.611025805073709,15.221574932151604,14.288779052597002,14.210577712828776,14.288779052597002,15.221574932151604,16.611025805073709,1,0.5845448567141136,75.574074074074062,null,null,null,"i",15,54000,13.113333333333333,225.82105015757332,0,0.94615384615384612,0,0,12.51932461873638,17.494730565358207,16.611025805073709,15.221574932151604,14.288779052597002,14.210577712828776,14.288779052597002,15.221574932151604,16.611025805073709,0,0.5845448567141136,75.574074074074062,null,null,null,"i",15,54000,13.113333333333333,225.82105015757332,18.901383187394053,0.94615384615384612,0,0,12.51932461873638,17.494730565358207,16.611025805073709,15.221574932151604,14.288779052597002,14.210577712828776,14.288779052597002,15.221574932151604,16.611025805073709,1,0.5845448567141136,75.574074074074062,null,null,null,"i",15,54000,13.113333333333333,225.82105015757332,18.901383187394053,0.94615384615384612,0,0,12.51932461873638,17.494730565358207,16.611025805073709,15.221574932151604,14.288779052597002,14.210577712828776,14.288779052597002,15.221574932151604,16.611025805073709,0,0.5845448567141136,75.574074074074062,null,null,null,"i",15,54000,13.113333333333333,225.82105015757332,56.243537746210961,0.94615384615384612,0,0,12.51932461873638,17.494730565358207,16.611025805073709,15.221574932151604,14.288779052597002,14.210577712828776,14.288779052597002,15.221574932151604,16.611025805073709,1,0.5845448567141136,75.574074074074062,null,null,null,"i",15,54000,13.113333333333333,225.82105015757332,56.243537746210961,0.94615384615384612,0,0,12.51932461873638,17.494730565358207,16.611025805073709,15.221574932151604,14.288779052597002,14.210577712828776,14.288779052597002,15.221574932151604,16.611025805073709,0,0.5845448567141136,75.574074074074062]
[null,null,16,57600,13,63.131294192020185,6.6443515217426743,1.1353846153846152,1.5,0,9.8046830065359458,14.089176057801822,13.869494979804118,13.524089953933139,13.292205263953196,13.272765112226937,13.292205263953196,13.524089953933139,13.869494979804118,1,0.58892851567641735,18.787037037037031,null,null,null,null,16,57600,13,63.131294192020185,6.6443515217426743,1.1353846153846152,1.5,0,9.8046830065359458,14.089176057801822,13.869494979804118,13.524089953933139,13.292205263953196,13.272765112226937,13.292205263953196,13.524089953933139,13.869494979804118,0,0.58892851567641735,18.787037037037031,null,null,null,null,16,57600,13,63.131294192020185,6.6443515217426743,1.1353846153846152,1.5,0,10.067701525054467,14.089176057801822,13.869494979804118,13.524089953933139,13.292205263953196,13.272765112226937,13.292205263953196,13.524089953933139,13.869494979804118,1,0.5845448567141136,18.787037037037031,null,null,null,null,16,57600,13,63.131294192020185,6.6443515217426743,1.1353846153846152,1.5,0,10.067701525054467,14.089176057801822,13.869494979804118,13.524089953933139,13.292205263953196,13.272765112226937,13.292205263953196,13.524089953933139,13.869494979804118,0,0.5845448567141136,18.787037037037031,null,null,null,null,16,57600,13,63.131294192020185,0,1.1353846153846152,1.5,0,10.067701525054467,14.089176057801822,13.869494979804118,13.524089953933139,13.292205263953196,13.272765112226937,13.292205263953196,13.524089953933139,13.869494979804118,1,0.5845448567141136,18.787037037037031,null,null,null,null,16,57600,13,63.131294192020185,0,1.1353846153846152,1.5,0,10.067701525054467,14.089176057801822,13.869494979804118,13.524089953933139,13.292205263953196,13.272765112226937,13.292205263953196,13.524089953933139,13.869494979804118,0,0.5845448567141136,18.787037037037031,null,null,null,null,16,57600,13,63.131294192020185,2.2329220240535759,1.1353846153846152,1.5,0,10.067701525054467,14.089176057801822,13.869494979804118,13.524089953933139,13.292205263953196,13.272765112226937,13.292205263953196,13.524089953933139,13.869494979804118,1,0.5845448567141136,18.787037037037031,null,null,null,null,16,57600,13,63.131294192020185,2.2329220240535759,1.1353846153846152,1.5,0,10.067701525054467,14.089176057801822,13.869494979804118,13.524089953933139,13.292205263953196,13.272765112226937,13.292205263953196,13.524089953933139,13.869494979804118,0,0.5845448567141136,18.787037037037031,null,null,null,null,16,57600,13,63.131294192020185,6.6443515217426743,1.1353846153846152,1.5,0,10.067701525054467,14.089176057801822,13.869494979804118,13.524089953933139,13.292205263953196,13.272765112226937,13.292205263953196,13.524089953933139,13.869494979804118,1,0.5845448567141136,18.787037037037031,null,null,null,null,16,57600,13,63.131294192020185,6.6443515217426743,1.1353846153846152,1.5,0,10.067701525054467,14.089176057801822,13.869494979804118,13.524089953933139,13.292205263953196,13.272765112226937,13.292205263953196,13.524089953933139,13.869494979804118,0,0.5845448567141136,18.787037037037031]
[null,null,17,61200,11.453333333333337,0,0,1.8923076923076922,1.5,0,7.7474509803921601,11.453333333333337,11.453333333333337,11.453333333333337,11.453333333333337,11.453333333333337,11.453333333333337,11.453333333333337,11.453333333333337,1,0.58892851567641735,0,null,null,null,null,17,61200,11.453333333333337,0,0,1.8923076923076922,1.5,0,7.7474509803921601,11.453333333333337,11.453333333333337,11.453333333333337,11.453333333333337,11.453333333333337,11.453333333333337,11.453333333333337,11.453333333333337,0,0.58892851567641735,0,null,null,null,null,17,61200,11.453333333333337,0,0,1.8923076923076922,1.5,0,7.7474509803921601,11.453333333333337,11.453333333333337,11.453333333333337,11.453333333333337,11.453333333333337,11.453333333333337,11.453333333333337,11.453333333333337,1,0.5845448567141136,0,null,null,null,null,17,61200,11.453333333333337,0,0,1.8923076923076922,1.5,0,7.7474509803921601,11.453333333333337,11.453333333333337,11.453333333333337,11.453333333333337,11.453333333333337,11.453333333333337,11.453333333333337,11.453333333333337,0,0.5845448567141136,0,null,null,null,null,17,61200,11.453333333333337,0,0,1.8923076923076922,1.5,0,7.7474509803921601,11.453333333333337,11.453333333333337,11.453333333333337,11.453333333333337,11.453333333333337,11.453333333333337,11.453333333333337,11.453333333333337,1,0.5845448567141136,0,null,null,null,null,17,61200,11.453333333333337,0,0,1.8923076923076922,1.5,0,7.7474509803921601,11.453333333333337,11.453333333333337,11.453333333333337,11.453333333333337,11.453333333333337,11.453333333333337,11.453333333333337,11.453333333333337,0,0.5845448567141136,0,null,null,null,null,17,61200,11.453333333333337,0,0,1.8923076923076922,1.5,0,7.7474509803921601,11.453333333333337,11.453333333333337,11.453333333333337,11.453333333333337,11.453333333333337,11.453333333333337,11.453333333333337,11.453333333333337,1,0.5845448567141136,0,null,null,null,null,17,61200,11.453333333333337,0,0,1.8923076923076922,1.5,0,7.7474509803921601,11.453333333333337,11.453333333333337,11.453333333333337,11.453333333333337,11.453333333333337,11.453333333333337,11.453333333333337,11.453333333333337,0,0.5845448567141136,0,null,null,null,null,17,61200,11.453333333333337,0,0,1.8923076923076922,1.5,0,7.7474509803921601,11.453333333333337,11.453333333333337,11.453333333333337,11.453333333333337,11.453333333333337,11.453333333333337,11.453333333333337,11.453333333333337,1,0.5845448567141136,0,null,null,null,null,17,61200,11.453333333333337,0,0,1.8923076923076922,1.5,0,7.7474509803921601,11.453333333333337,11.453333333333337,11.453333333333337,11.453333333333337,11.453333333333337,11.453333333333337,11.453333333333337,11.453333333333337,0,0.5845448567141136,0]
[null,null,18,64800,10.830000000000004,0,0,1.8923076923076922,1.5,0,7.124117647058827,10.830000000000004,10.830000000000004,10.830000000000004,10.830000000000004,10.830000000000004,10.830000000000004,10.830000000000004,10.830000000000004,1,0.58892851567641735,0,null,null,null,null,18,64800,10.830000000000004,0,0,1.8923076923076922,1.5,0,7.124117647058827,10.830000000000004,10.830000000000004,10.830000000000004,10.830000000000004,10.830000000000004,10.830000000000004,10.830000000000004,10.830000000000004,0,0.58892851567641735,0,null,null,null,null,18,64800,10.830000000000004,0,0,1.8923076923076922,1.5,0,7.124117647058827,10.830000000000004,10.830000000000004,10.830000000000004,10.830000000000004,10.830000000000004,10.830000000000004,10.830000000000004,10.830000000000004,1,0.5845448567141136,0,null,null,null,null,18,64800,10.830000000000004,0,0,1.8923076923076922,1.5,0,7.124117647058827,10.830000000000004,10.830000000000004,10.830000000000004,10.830000000000004,10.830000000000004,10.830000000000004,10.830000000000004,10.830000000000004,0,0.5845448567141136,0,null,null,null,null,18,64800,10.830000000000004,0,0,1.8923076923076922,1.5,0,7.124117647058827,10.830000000000004,10.830000000000004,10.830000000000004,10.830000000000004,10.830000000000004,10.830000000000004,10.830000000000004,10.830000000000004,1,0.5845448567141136,0,null,null,null,null,18,64800,10.830000000000004,0,0,1.8923076923076922,1.5,0,7.124117647058827,10.830000000000004,10.830000000000004,10.830000000000004,10.830000000000004,10.830000000000004,10.830000000000004,10.830000000000004,10.830000000000004,0,0.5845448567141136,0,null,null,null,null,18,64800,10.830000000000004,0,0,1.8923076923076922,1.5,0,7.124117647058827,10.830000000000004,10.830000000000004,10.830000000000004,10.830000000000004,10.830000000000004,10.830000000000004,10.830000000000004,10.830000000000004,1,0.5845448567141136,0,null,null,null,null,18,64800,10.830000000000004,0,0,1.8923076923076922,1.5,0,7.124117647058827,10.830000000000004,10.830000000000004,10.830000000000004,10.830000000000004,10.830000000000004,10.830000000000004,10.830000000000004,10.830000000000004,0,0.5845448567141136,0,null,null,null,null,18,64800,10.830000000000004,0,0,1.8923076923076922,1.5,0,7.124117647058827,10.830000000000004,10.830000000000004,10.830000000000004,10.830000000000004,10.830000000000004,10.830000000000004,10.830000000000004,10.830000000000004,1,0.5845448567141136,0,null,null,null,null,18,64800,10.830000000000004,0,0,1.8923076923076922,1.5,0,7.124117647058827,10.830000000000004,10.830000000000004,10.830000000000004,10.830000000000004,10.830000000000004,10.830000000000004,10.830000000000004,10.830000000000004,0,0.5845448567141136,0]
[null,null,19,68400,9.2466666666666661,0,0,2.8384615384615381,1.5,0,5.5407843137254895,9.2466666666666661,9.2466666666666661,9.2466666666666661,9.2466666666666661,9.2466666666666661,9.2466666666666661,9.2466666666666661,9.2466666666666661,1,0.58892851567641735,0,null,null,null,null,19,68400,9.2466666666666661,0,0,2.8384615384615381,1.5,0,5.5407843137254895,9.2466666666666661,9.2466666666666661,9.2466666666666661,9.2466666666666661,9.2466666666666661,9.2466666666666661,9.2466666666666661,9.2466666666666661,0,0.58892851567641735,0,null,null,null,null,19,68400,9.2466666666666661,0,0,2.8384615384615381,1.5,0,5.5407843137254895,9.2466666666666661,9.2466666666666661,9.2466666666666661,9.2466666666666661,9.2466666666666661,9.2466666666666661,9.2466666666666661,9.2466666666666661,1,0.5845448567141136,0,null,null,null,null,19,68400,9.2466666666666661,0,0,2.8384615384615381,1.5,0,5.5407843137254895,9.2466666666666661,9.2466666666666661,9.2466666666666661,9.2466666666666661,9.2466666666666661,9.2466666666666661,9.2466666666666661,9.2466666666666661,0,0.5845448567141136,0,null,null,null,null,19,68400,9.2466666666666661,0,0,2.8384615384615381,1.5,0,5.5407843137254895,9.2466666666666661,9.2466666666666661,9.2466666666666661,9.2466666666666661,9.2466666666666661,9.2466666666666661,9.2466666666666661,9.2466666666666661,1,0.5845448567141136,0,null,null,null,null,19,68400,9.2466666666666661,0,0,2.8384615384615381,1.5,0,5.5407843137254895,9.2466666666666661,9.2466666666666661,9.2466666666666661,9.2466666666666661,9.2466666666666661,9.2466666666666661,9.2466666666666661,9.2466666666666661,0,0.5845448567141136,0,null,null,null,null,19,68400,9.2466666666666661,0,0,2.8384615384615381,1.5,0,5.5407843137254895,9.2466666666666661,9.2466666666666661,9.2466666666666661,9.2466666666666661,9.2466666666666661,9.2466666666666661,9.2466666666666661,9.2466666666666661,1,0.5845448567141136,0,null,null,null,null,19,68400,9.2466666666666661,0,0,2.8384615384615381,1.5,0,5.5407843137254895,9.2466666666666661,9.2466666666666661,9.2466666666666661,9.2466666666666661,9.2466666666666661,9.2466666666666661,9.2466666666666661,9.2466666666666661,0,0.5845448567141136,0,null,null,null,null,19,68400,9.2466666666666661,0,0,2.8384615384615381,1.5,0,5.5407843137254895,9.2466666666666661,9.2466666666666661,9.2466666666666661,9.2466666666666661,9.2466666666666661,9.2466666666666661,9.2466666666666661,9.2466666666666661,1,0.5845448567141136,0,null,null,null,null,19,68400,9.2466666666666661,0,0,2.8384615384615381,1.5,0,5.5407843137254895,9.2466666666666661,9.2466666666666661,9.2466666666666661,9.2466666666666661,9.2466666666666661,9.2466666666666661,9.2466666666666661,9.2466666666666661,0,0.5845448567141136,0]
[null,null,20,72000,7.6733333333333338,0,0,3.4061538461538463,1.5,0,3.9674509803921572,7.6733333333333338,7.6733333333333338,7.6733333333333338,7.6733333333333338,7.6733333333333338,7.6733333333333338,7.6733333333333338,7.6733333333333338,1,0.58892851567641735,0,null,null,null,null,20,72000,7.6733333333333338,0,0,3.4061538461538463,1.5,0,3.9674509803921572,7.6733333333333338,7.6733333333333338,7.6733333333333338,7.6733333333333338,7.6733333333333338,7.6733333333333338,7.6733333333333338,7.6733333333333338,0,0.58892851567641735,0,null,null,null,null,20,72000,7.6733333333333338,0,0,3.4061538461538463,1.5,0,3.9674509803921572,7.6733333333333338,7.6733333333333338,7.6733333333333338,7.6733333333333338,7.6733333333333338,7.6733333333333338,7.6733333333333338,7.6733333333333338,1,0.5845448567141136,0,null,null,null,null,20,72000,7.6733333333333338,0,0,3.4061538461538463,1.5,0,3.9674509803921572,7.6733333333333338,7.6733333333333338,7.6733333333333338,7.6733333333333338,7.6733333333333338,7.6733333333333338,7.6733333333333338,7.6733333333333338,0,0.5845448567141136,0,null,null,null,null,20,72000,7.6733333333333338,0,0,3.4061538461538463,1.5,0,3.9674509803921572,7.6733333333333338,7.6733333333333338,7.6733333333333338,7.6733333333333338,7.6733333333333338,7.6733333333333338,7.6733333333333338,7.6733333333333338,1,0.5845448567141136,0,null,null,null,null,20,72000,7.6733333333333338,0,0,3.4061538461538463,1.5,0,3.9674509803921572,7.6733333333333338,7.6733333333333338,7.6733333333333338,7.6733333333333338,7.6733333333333338,7.6733333333333338,7.6733333333333338,7.6733333333333338,0,0.5845448567141136,0,null,null,null,null,20,72000,7.6733333333333338,0,0,3.4061538461538463,1.5,0,3.9674509803921572,7.6733333333333338,7.6733333333333338,7.6733333333333338,7.6733333333333338,7.6733333333333338,7.6733333333333338,7.6733333333333338,7.6733333333333338,1,0.5845448567141136,0,null,null,null,null,20,72000,7.6733333333333338,0,0,3.4061538461538463,1.5,0,3.9674509803921572,7.6733333333333338,7.6733333333333338,7.6733333333333338,7.6733333333333338,7.6733333333333338,7.6733333333333338,7.6733333333333338,7.6733333333333338,0,0.5845448567141136,0,null,null,null,null,20,72000,7.6733333333333338,0,0,3.4061538461538463,1.5,0,3.9674509803921572,7.6733333333333338,7.6733333333333338,7.6733333333333338,7.6733333333333338,7.6733333333333338,7.6733333333333338,7.6733333333333338,7.6733333333333338,1,0.5845448567141136,0,null,null,null,null,20,72000,7.6733333333333338,0,0,3.4061538461538463,1.5,0,3.9674509803921572,7.6733333333333338,7.6733333333333338,7.6733333333333338,7.6733333333333338,7.6733333333333338,7.6733333333333338,7.6733333333333338,7.6733333333333338,0,0.5845448567141136,0]
[null,null,21,75600,6.7633333333333336,0,0,3.7846153846153845,1.5,0,3.057450980392157,6.7633333333333336,6.7633333333333336,6.7633333333333336,6.7633333333333336,6.7633333333333336,6.7633333333333336,6.7633333333333336,6.7633333333333336,1,0.58892851567641735,0,null,null,null,null,21,75600,6.7633333333333336,0,0,3.7846153846153845,1.5,0,3.057450980392157,6.7633333333333336,6.7633333333333336,6.7633333333333336,6.7633333333333336,6.7633333333333336,6.7633333333333336,6.7633333333333336,6.7633333333333336,0,0.58892851567641735,0,null,null,null,null,21,75600,6.7633333333333336,0,0,3.7846153846153845,1.5,0,3.057450980392157,6.7633333333333336,6.7633333333333336,6.7633333333333336,6.7633333333333336,6.7633333333333336,6.7633333333333336,6.7633333333333336,6.7633333333333336,1,0.5845448567141136,0,null,null,null,null,21,75600,6.7633333333333336,0,0,3.7846153846153845,1.5,0,3.057450980392157,6.7633333333333336,6.7633333333333336,6.7633333333333336,6.7633333333333336,6.7633333333333336,6.7633333333333336,6.7633333333333336,6.7633333333333336,0,0.5845448567141136,0,null,null,null,null,21,75600,6.7633333333333336,0,0,3.7846153846153845,1.5,0,3.057450980392157,6.7633333333333336,6.7633333333333336,6.7633333333333336,6.7633333333333336,6.7633333333333336,6.7633333333333336,6.7633333333333336,6.7633333333333336,1,0.5845448567141136,0,null,null,null,null,21,75600,6.7633333333333336,0,0,3.7846153846153845,1.5,0,3.057450980392157,6.7633333333333336,6.7633333333333336,6.7633333333333336,6.7633333333333336,6.7633333333333336,6.7633333333333336,6.7633333333333336,6.7633333333333336,0,0.5845448567141136,0,null,null,null,null,21,75600,6.7633333333333336,0,0,3.7846153846153845,1.5,0,3.057450980392157,6.7633333333333336,6.7633333333333336,6.7633333333333336,6.7633333333333336,6.7633333333333336,6.7633333333333336,6.7633333333333336,6.7633333333333336,1,0.5845448567141136,0,null,null,null,null,21,75600,6.7633333333333336,0,0,3.7846153846153845,1.5,0,3.057450980392157,6.7633333333333336,6.7633333333333336,6.7633333333333336,6.7633333333333336,6.7633333333333336,6.7633333333333336,6.7633333333333336,6.7633333333333336,0,0.5845448567141136,0,null,null,null,null,21,75600,6.7633333333333336,0,0,3.7846153846153845,1.5,0,3.057450980392157,6.7633333333333336,6.7633333333333336,6.7633333333333336,6.7633333333333336,6.7633333333333336,6.7633333333333336,6.7633333333333336,6.7633333333333336,1,0.5845448567141136,0,null,null,null,null,21,75600,6.7633333333333336,0,0,3.7846153846153845,1.5,0,3.057450980392157,6.7633333333333336,6.7633333333333336,6.7633333333333336,6.7633333333333336,6.7633333333333336,6.7633333333333336,6.7633333333333336,6.7633333333333336,0,0.5845448567141136,0]
[null,null,22,79200,5.7966666666666669,0,0,3.1538461538461537,0,0,2.0907843137254902,5.7966666666666669,5.7966666666666669,5.7966666666666669,5.7966666666666669,5.7966666666666669,5.7966666666666669,5.7966666666666669,5.7966666666666669,2,0.58892851567641735,0,null,null,null,null,22,79200,5.7966666666666669,0,0,3.1538461538461537,0,0,2.0907843137254902,5.7966666666666669,5.7966666666666669,5.7966666666666669,5.7966666666666669,5.7966666666666669,5.7966666666666669,5.7966666666666669,5.7966666666666669,0,0.58892851567641735,0,null,null,null,null,22,79200,5.7966666666666669,0,0,3.1538461538461537,0,0,2.0907843137254902,5.7966666666666669,5.7966666666666669,5.7966666666666669,5.7966666666666669,5.7966666666666669,5.7966666666666669,5.7966666666666669,5.7966666666666669,2,0.5845448567141136,0,null,null,null,null,22,79200,5.7966666666666669,0,0,3.1538461538461537,0,0,2.0907843137254902,5.7966666666666669,5.7966666666666669,5.7966666666666669,5.7966666666666669,5.7966666666666669,5.7966666666666669,5.7966666666666669,5.7966666666666669,0,0.5845448567141136,0,null,null,null,null,22,79200,5.7966666666666669,0,0,3.1538461538461537,0,0,2.0907843137254902,5.7966666666666669,5.7966666666666669,5.7966666666666669,5.7966666666666669,5.7966666666666669,5.7966666666666669,5.7966666666666669,5.7966666666666669,2,0.5845448567141136,0,null,null,null,null,22,79200,5.7966666666666669,0,0,3.1538461538461537,0,0,2.0907843137254902,5.7966666666666669,5.7966666666666669,5.7966666666666669,5.7966666666666669,5.7966666666666669,5.7966666666666669,5.7966666666666669,5.7966666666666669,0,0.5845448567141136,0,null,null,null,null,22,79200,5.7966666666666669,0,0,3.1538461538461537,0,0,2.0907843137254902,5.7966666666666669,5.7966666666666669,5.7966666666666669,5.7966666666666669,5.7966666666666669,5.7966666666666669,5.7966666666666669,5.7966666666666669,2,0.5845448567141136,0,null,null,null,null,22,79200,5.7966666666666669,0,0,3.1538461538461537,0,0,2.0907843137254902,5.7966666666666669,5.7966666666666669,5.7966666666666669,5.7966666666666669,5.7966666666666669,5.7966666666666669,5.7966666666666669,5.7966666666666669,0,0.5845448567141136,0,null,null,null,null,22,79200,5.7966666666666669,0,0,3.1538461538461537,0,0,2.0907843137254902,5.7966666666666669,5.7966666666666669,5.7966666666666669,5.7966666666666669,5.7966666666666669,5.7966666666666669,5.7966666666666669,5.7966666666666669,2,0.5845448567141136,0,null,null,null,null,22,79200,5.7966666666666669,0,0,3.1538461538461537,0,0,2.0907843137254902,5.7966666666666669,5.7966666666666669,5.7966666666666669,5.7966666666666669,5.7966666666666669,5.7966666666666669,5.7966666666666669,5.7966666666666669,0,0.5845448567141136,0]
[null,null,23,82800,5.0366666666666671,0,0,3.1538461538461537,0,0,1.3307843137254904,5.0366666666666671,5.0366666666666671,5.0366666666666671,5.0366666666666671,5.0366666666666671,5.0366666666666671,5.0366666666666671,5.0366666666666671,2,0.58892851567641735,0,null,null,null,null,23,82800,5.0366666666666671,0,0,3.1538461538461537,0,0,1.3307843137254904,5.0366666666666671,5.0366666666666671,5.0366666666666671,5.0366666666666671,5.0366666666666671,5.0366666666666671,5.0366666666666671,5.0366666666666671,0,0.58892851567641735,0,null,null,null,null,23,82800,5.0366666666666671,0,0,3.1538461538461537,0,0,1.3307843137254904,5.0366666666666671,5.0366666666666671,5.0366666666666671,5.0366666666666671,5.0366666666666671,5.0366666666666671,5.0366666666666671,5.0366666666666671,2,0.5845448567141136,0,null,null,null,null,23,82800,5.0366666666666671,0,0,3.1538461538461537,0,0,1.3307843137254904,5.0366666666666671,5.0366666666666671,5.0366666666666671,5.0366666666666671,5.0366666666666671,5.0366666666666671,5.0366666666666671,5.0366666666666671,0,0.5845448567141136,0,null,null,null,null,23,82800,5.0366666666666671,0,0,3.1538461538461537,0,0,1.3307843137254904,5.0366666666666671,5.0366666666666671,5.0366666666666671,5.0366666666666671,5.0366666666666671,5.0366666666666671,5.0366666666666671,5.0366666666666671,2,0.5845448567141136,0,null,null,null,null,23,82800,5.0366666666666671,0,0,3.1538461538461537,0,0,1.3307843137254904,5.0366666666666671,5.0366666666666671,5.0366666666666671,5.0366666666666671,5.0366666666666671,5.0366666666666671,5.0366666666666671,5.0366666666666671,0,0.5845448567141136,0,null,null,null,null,23,82800,5.0366666666666671,0,0,3.1538461538461537,0,0,1.3307843137254904,5.0366666666666671,5.0366666666666671,5.0366666666666671,5.0366666666666671,5.0366666666666671,5.0366666666666671,5.0366666666666671,5.0366666666666671,2,0.5845448567141136,0,null,null,null,null,23,82800,5.0366666666666671,0,0,3.1538461538461537,0,0,1.3307843137254904,5.0366666666666671,5.0366666666666671,5.0366666666666671,5.0366666666666671,5.0366666666666671,5.0366666666666671,5.0366666666666671,5.0366666666666671,0,0.5845448567141136,0,null,null,null,null,23,82800,5.0366666666666671,0,0,3.1538461538461537,0,0,1.3307843137254904,5.0366666666666671,5.0366666666666671,5.0366666666666671,5.0366666666666671,5.0366666666666671,5.0366666666666671,5.0366666666666671,5.0366666666666671,2,0.5845448567141136,0,null,null,null,null,23,82800,5.0366666666666671,0,0,3.1538461538461537,0,0,1.3307843137254904,5.0366666666666671,5.0366666666666671,5.0366666666666671,5.0366666666666671,5.0366666666666671,5.0366666666666671,5.0366666666666671,5.0366666666666671,0,0.5845448567141136,0]
[null,null,24,86400,5.4766666666666675,0,0,3.1538461538461537,0,0,1.7707843137254908,5.4766666666666675,5.4766666666666675,5.4766666666666675,5.4766666666666675,5.4766666666666675,5.4766666666666675,5.4766666666666675,5.4766666666666675,2,0.58892851567641735,0,null,null,null,null,24,86400,5.4766666666666675,0,0,3.1538461538461537,0,0,1.7707843137254908,5.4766666666666675,5.4766666666666675,5.4766666666666675,5.4766666666666675,5.4766666666666675,5.4766666666666675,5.4766666666666675,5.4766666666666675,0,0.58892851567641735,0,null,null,null,null,24,86400,5.4766666666666675,0,0,3.1538461538461537,0,0,1.7707843137254908,5.4766666666666675,5.4766666666666675,5.4766666666666675,5.4766666666666675,5.4766666666666675,5.4766666666666675,5.4766666666666675,5.4766666666666675,2,0.5845448567141136,0,null,null,null,null,24,86400,5.4766666666666675,0,0,3.1538461538461537,0,0,1.7707843137254908,5.4766666666666675,5.4766666666666675,5.4766666666666675,5.4766666666666675,5.4766666666666675,5.4766666666666675,5.4766666666666675,5.4766666666666675,0,0.5845448567141136,0,null,null,null,null,24,86400,5.4766666666666675,0,0,3.1538461538461537,0,0,1.7707843137254908,5.4766666666666675,5.4766666666666675,5.4766666666666675,5.4766666666666675,5.4766666666666675,5.4766666666666675,5.4766666666666675,5.4766666666666675,2,0.5845448567141136,0,null,null,null,null,24,86400,5.4766666666666675,0,0,3.1538461538461537,0,0,1.7707843137254908,5.4766666666666675,5.4766666666666675,5.4766666666666675,5.4766666666666675,5.4766666666666675,5.4766666666666675,5.4766666666666675,5.4766666666666675,0,0.5845448567141136,0,null,null,null,null,24,86400,5.4766666666666675,0,0,3.1538461538461537,0,0,1.7707843137254908,5.4766666666666675,5.4766666666666675,5.4766666666666675,5.4766666666666675,5.4766666666666675,5.4766666666666675,5.4766666666666675,5.4766666666666675,2,0.5845448567141136,0,null,null,null,null,24,86400,5.4766666666666675,0,0,3.1538461538461537,0,0,1.7707843137254908,5.4766666666666675,5.4766666666666675,5.4766666666666675,5.4766666666666675,5.4766666666666675,5.4766666666666675,5.4766666666666675,5.4766666666666675,0,0.5845448567141136,0,null,null,null,null,24,86400,5.4766666666666675,0,0,3.1538461538461537,0,0,1.7707843137254908,5.4766666666666675,5.4766666666666675,5.4766666666666675,5.4766666666666675,5.4766666666666675,5.4766666666666675,5.4766666666666675,5.4766666666666675,2,0.5845448567141136,0,null,null,null,null,24,86400,5.4766666666666675,0,0,3.1538461538461537,0,0,1.7707843137254908,5.4766666666666675,5.4766666666666675,5.4766666666666675,5.4766666666666675,5.4766666666666675,5.4766666666666675,5.4766666666666675,5.4766666666666675,0,0.5845448567141136,0]
[null,null,null,"Valor Variable",null,null,null,null,null,null,null,null,null,null,null,null,null,null,null,null,null,null,null,null,null,null,null,"Valor Variable",null,null,null,null,null,null,null,null,null,null,null,null,null,null,null,null,null,null,null,null,null,null,null,"Valor Variable",null,null,null,null,null,null,null,null,null,null,null,null,null,null,null,null,null,null,null,null,null,null,null,"Valor Variable",null,null,null,null,null,null,null,null,null,null,null,null,null,null,null,null,null,null,null,null,null,null,null,"Valor Variable",null,null,null,null,null,null,null,null,null,null,null,null,null,null,null,null,null,null,null,null,null,null,null,"Valor Variable",null,null,null,null,null,null,null,null,null,null,null,null,null,null,null,null,null,null,null,null,null,null,null,"Valor Variable",null,null,null,null,null,null,null,null,null,null,null,null,null,null,null,null,null,null,null,null,null,null,null,"Valor Variable",null,null,null,null,null,null,null,null,null,null,null,null,null,null,null,null,null,null,null,null,null,null,null,"Valor Variable",null,null,null,null,null,null,null,null,null,null,null,null,null,null,null,null,null,null,null,null,null,null,null,"Valor Variable"]
[]
[]
[]
[]
[null,null,null,null,null,"Rad Ventanas: Sol Incidente*FS*FAV*FAR [W]",null,null,null,null,null,null,null,null,null,null,null,null,null,null,null,null,null,null,null,null,null,null,null,"Rad Ventanas: Sol Incidente*FS*FAV*FAR [W]",null,null,null,null,null,null,null,null,null,null,null,null,null,null,null,null,null,null,null,null,null,null,null,"Rad Ventanas: Sol Incidente*FS*FAV*FAR [W]",null,null,null,null,null,null,null,null,null,null,null,null,null,null,null,null,null,null,null,null,null,null,null,"Rad Ventanas: Sol Incidente*FS*FAV*FAR [W]",null,null,null,null,null,null,null,null,null,null,null,null,null,null,null,null,null,null,null,null,null,null,null,"Rad Ventanas: Sol Incidente*FS*FAV*FAR [W]",null,null,null,null,null,null,null,null,null,null,null,null,null,null,null,null,null,null,null,null,null,null,null,"Rad Ventanas: Sol Incidente*FS*FAV*FAR [W]",null,null,null,null,null,null,null,null,null,null,null,null,null,null,null,null,null,null,null,null,null,null,null,"Rad Ventanas: Sol Incidente*FS*FAV*FAR [W]",null,null,null,null,null,null,null,null,null,null,null,null,null,null,null,null,null,null,null,null,null,null,null,"Rad Ventanas: Sol Incidente*FS*FAV*FAR [W]",null,null,null,null,null,null,null,null,null,null,null,null,null,null,null,null,null,null,null,null,null,null,null,"Rad Ventanas: Sol Incidente*FS*FAV*FAR [W]",null,null,null,null,null,null,null,null,null,null,null,null,null,null,null,null,null,null,null,null,null,null,null,"Rad Ventanas: Sol Incidente*FS*FAV*FAR [W]"]
[null,"Mes","Tiempo [hrs]","Tiempo [s]","T° exterior","Difuso","Directo","Qgen Pers [W/m2]","Qgen Ilum [W/m2]","Qgen Equip [W/m2]","TsolH","TsolN","TsolNE","TsolE","TsolSE","TsolS","TsolSO","TsolO","TsolNO","Clima [0, 1 o 2]","N [RAH]","G total [W/m2]",null,null,null,"Mes","Tiempo [hrs]","Tiempo [s]","T° exterior","Difuso","Directo","Qgen Pers [W/m2]","Qgen Ilum [W/m2]","Qgen Equip [W/m2]","TsolH","TsolN","TsolNE","TsolE","TsolSE","TsolS","TsolSO","TsolO","TsolNO","Clima [0, 1 o 2]","N [RAH]","G total [W/m2]",null,null,null,"Mes","Tiempo [hrs]","Tiempo [s]","T° exterior","Difuso","Directo","Qgen Pers [W/m2]","Qgen Ilum [W/m2]","Qgen Equip [W/m2]","TsolH","TsolN","TsolNE","TsolE","TsolSE","TsolS","TsolSO","TsolO","TsolNO","Clima [0, 1 o 2]","N [RAH]","G total [W/m2]",null,null,null,"Mes","Tiempo [hrs]","Tiempo [s]","T° exterior","Difuso","Directo","Qgen Pers [W/m2]","Qgen Ilum [W/m2]","Qgen Equip [W/m2]","TsolH","TsolN","TsolNE","TsolE","TsolSE","TsolS","TsolSO","TsolO","TsolNO","Clima [0, 1 o 2]","N [RAH]","G total [W/m2]",null,null,null,"Mes","Tiempo [hrs]","Tiempo [s]","T° exterior","Difuso","Directo","Qgen Pers [W/m2]","Qgen Ilum [W/m2]","Qgen Equip [W/m2]","TsolH","TsolN","TsolNE","TsolE","TsolSE","TsolS","TsolSO","TsolO","TsolNO","Clima [0, 1 o 2]","N [RAH]","G total [W/m2]",null,null,null,"Mes","Tiempo [hrs]","Tiempo [s]","T° exterior","Difuso","Directo","Qgen Pers [W/m2]","Qgen Ilum [W/m2]","Qgen Equip [W/m2]","TsolH","TsolN","TsolNE","TsolE","TsolSE","TsolS","TsolSO","TsolO","TsolNO","Clima [0, 1 o 2]","N [RAH]","G total [W/m2]",null,null,null,"Mes","Tiempo [hrs]","Tiempo [s]","T° exterior","Difuso","Directo","Qgen Pers [W/m2]","Qgen Ilum [W/m2]","Qgen Equip [W/m2]","TsolH","TsolN","TsolNE","TsolE","TsolSE","TsolS","TsolSO","TsolO","TsolNO","Clima [0, 1 o 2]","N [RAH]","G total [W/m2]",null,null,null,"Mes","Tiempo [hrs]","Tiempo [s]","T° exterior","Difuso","Directo","Qgen Pers [W/m2]","Qgen Ilum [W/m2]","Qgen Equip [W/m2]","TsolH","TsolN","TsolNE","TsolE","TsolSE","TsolS","TsolSO","TsolO","TsolNO","Clima [0, 1 o 2]","N [RAH]","G total [W/m2]",null,null,null,"Mes","Tiempo [hrs]","Tiempo [s]","T° exterior","Difuso","Directo","Qgen Pers [W/m2]","Qgen Ilum [W/m2]","Qgen Equip [W/m2]","TsolH","TsolN","TsolNE","TsolE","TsolSE","TsolS","TsolSO","TsolO","TsolNO","Clima [0, 1 o 2]","N [RAH]","G total [W/m2]",null,null,null,"Mes","Tiempo [hrs]","Tiempo [s]","T° exterior","Difuso","Directo","Qgen Pers [W/m2]","Qgen Ilum [W/m2]","Qgen Equip [W/m2]","TsolH","TsolN","TsolNE","TsolE","TsolSE","TsolS","TsolSO","TsolO","TsolNO","Clima [0, 1 o 2]","N [RAH]","G total [W/m2]"]
[null,"Julio",0,0,4.6645161290322577,0,0,3.1538461538461537,0,0,0.95863377609108102,4.6645161290322577,4.6645161290322577,4.6645161290322577,4.6645161290322577,4.6645161290322577,4.6645161290322577,4.6645161290322577,4.6645161290322577,2,0.58892851567641735,0,null,null,null,"Julio",0,0,4.6645161290322577,0,0,3.1538461538461537,0,0,0.95863377609108102,4.6645161290322577,4.6645161290322577,4.6645161290322577,4.6645161290322577,4.6645161290322577,4.6645161290322577,4.6645161290322577,4.6645161290322577,0,0.58892851567641735,0,null,null,null,"Julio",0,0,4.6645161290322577,0,0,3.1538461538461537,0,0,0.95863377609108102,4.6645161290322577,4.6645161290322577,4.6645161290322577,4.6645161290322577,4.6645161290322577,4.6645161290322577,4.6645161290322577,4.6645161290322577,2,0.5845448567141136,0,null,null,null,"Julio",0,0,4.6645161290322577,0,0,3.1538461538461537,0,0,0.95863377609108102,4.6645161290322577,4.6645161290322577,4.6645161290322577,4.6645161290322577,4.6645161290322577,4.6645161290322577,4.6645161290322577,4.6645161290322577,0,0.5845448567141136,0,null,null,null,"Julio",0,0,4.6645161290322577,0,0,3.1538461538461537,0,0,0.95863377609108102,4.6645161290322577,4.6645161290322577,4.6645161290322577,4.6645161290322577,4.6645161290322577,4.6645161290322577,4.6645161290322577,4.6645161290322577,2,0.5845448567141136,0,null,null,null,"Julio",0,0,4.6645161290322577,0,0,3.1538461538461537,0,0,0.95863377609108102,4.6645161290322577,4.6645161290322577,4.6645161290322577,4.6645161290322577,4.6645161290322577,4.6645161290322577,4.6645161290322577,4.6645161290322577,0,0.5845448567141136,0,null,null,null,"Julio",0,0,4.6645161290322577,0,0,3.1538461538461537,0,0,0.95863377609108102,4.6645161290322577,4.6645161290322577,4.6645161290322577,4.6645161290322577,4.6645161290322577,4.6645161290322577,4.6645161290322577,4.6645161290322577,2,0.5845448567141136,0,null,null,null,"Julio",0,0,4.6645161290322577,0,0,3.1538461538461537,0,0,0.95863377609108102,4.6645161290322577,4.6645161290322577,4.6645161290322577,4.6645161290322577,4.6645161290322577,4.6645161290322577,4.6645161290322577,4.6645161290322577,0,0.5845448567141136,0,null,null,null,"Julio",0,0,4.6645161290322577,0,0,3.1538461538461537,0,0,0.95863377609108102,4.6645161290322577,4.6645161290322577,4.6645161290322577,4.6645161290322577,4.6645161290322577,4.6645161290322577,4.6645161290322577,4.6645161290322577,2,0.5845448567141136,0,null,null,null,"Julio",0,0,4.6645161290322577,0,0,3.1538461538461537,0,0,0.95863377609108102,4.6645161290322577,4.6645161290322577,4.6645161290322577,4.6645161290322577,4.6645161290322577,4.6645161290322577,4.6645161290322577,4.6645161290322577,0,0.5845448567141136,0]
[null,7,1,3600,4.0580645161290319,0,0,3.1538461538461537,0,0,0.35218216318785522,4.0580645161290319,4.0580645161290319,4.0580645161290319,4.0580645161290319,4.0580645161290319,4.0580645161290319,4.0580645161290319,4.0580645161290319,2,0.58892851567641735,0,null,null,null,7,1,3600,4.0580645161290319,0,0,3.1538461538461537,0,0,0.35218216318785522,4.0580645161290319,4.0580645161290319,4.0580645161290319,4.0580645161290319,4.0580645161290319,4.0580645161290319,4.0580645161290319,4.0580645161290319,0,0.58892851567641735,0,null,null,null,7,1,3600,4.0580645161290319,0,0,3.1538461538461537,0,0,0.35218216318785522,4.0580645161290319,4.0580645161290319,4.0580645161290319,4.0580645161290319,4.0580645161290319,4.0580645161290319,4.0580645161290319,4.0580645161290319,2,0.5845448567141136,0,null,null,null,7,1,3600,4.0580645161290319,0,0,3.1538461538461537,0,0,0.35218216318785522,4.0580645161290319,4.0580645161290319,4.0580645161290319,4.0580645161290319,4.0580645161290319,4.0580645161290319,4.0580645161290319,4.0580645161290319,0,0.5845448567141136,0,null,null,null,7,1,3600,4.0580645161290319,0,0,3.1538461538461537,0,0,0.35218216318785522,4.0580645161290319,4.0580645161290319,4.0580645161290319,4.0580645161290319,4.0580645161290319,4.0580645161290319,4.0580645161290319,4.0580645161290319,2,0.5845448567141136,0,null,null,null,7,1,3600,4.0580645161290319,0,0,3.1538461538461537,0,0,0.35218216318785522,4.0580645161290319,4.0580645161290319,4.0580645161290319,4.0580645161290319,4.0580645161290319,4.0580645161290319,4.0580645161290319,4.0580645161290319,0,0.5845448567141136,0,null,null,null,7,1,3600,4.0580645161290319,0,0,3.1538461538461537,0,0,0.35218216318785522,4.0580645161290319,4.0580645161290319,4.0580645161290319,4.0580645161290319,4.0580645161290319,4.0580645161290319,4.0580645161290319,4.0580645161290319,2,0.5845448567141136,0,null,null,null,7,1,3600,4.0580645161290319,0,0,3.1538461538461537,0,0,0.35218216318785522,4.0580645161290319,4.0580645161290319,4.0580645161290319,4.0580645161290319,4.0580645161290319,4.0580645161290319,4.0580645161290319,4.0580645161290319,0,0.5845448567141136,0,null,null,null,7,1,3600,4.0580645161290319,0,0,3.1538461538461537,0,0,0.35218216318785522,4.0580645161290319,4.0580645161290319,4.0580645161290319,4.0580645161290319,4.0580645161290319,4.0580645161290319,4.0580645161290319,4.0580645161290319,2,0.5845448567141136,0,null,null,null,7,1,3600,4.0580645161290319,0,0,3.1538461538461537,0,0,0.35218216318785522,4.0580645161290319,4.0580645161290319,4.0580645161290319,4.0580645161290319,4.0580645161290319,4.0580645161290319,4.0580645161290319,4.0580645161290319,0,0.5845448567141136,0]
[null,"Tmax Dia",2,7200,4.0516129032258066,0,0,3.1538461538461537,0,0,0.34573055028462996,4.0516129032258066,4.0516129032258066,4.0516129032258066,4.0516129032258066,4.0516129032258066,4.0516129032258066,4.0516129032258066,4.0516129032258066,2,0.58892851567641735,0,null,null,null,"Tmax Dia",2,7200,4.0516129032258066,0,0,3.1538461538461537,0,0,0.34573055028462996,4.0516129032258066,4.0516129032258066,4.0516129032258066,4.0516129032258066,4.0516129032258066,4.0516129032258066,4.0516129032258066,4.0516129032258066,0,0.58892851567641735,0,null,null,null,"Tmax Dia",2,7200,4.0516129032258066,0,0,3.1538461538461537,0,0,0.34573055028462996,4.0516129032258066,4.0516129032258066,4.0516129032258066,4.0516129032258066,4.0516129032258066,4.0516129032258066,4.0516129032258066,4.0516129032258066,2,0.5845448567141136,0,null,null,null,"Tmax Dia",2,7200,4.0516129032258066,0,0,3.1538461538461537,0,0,0.34573055028462996,4.0516129032258066,4.0516129032258066,4.0516129032258066,4.0516129032258066,4.0516129032258066,4.0516129032258066,4.0516129032258066,4.0516129032258066,0,0.5845448567141136,0,null,null,null,"Tmax Dia",2,7200,4.0516129032258066,0,0,3.1538461538461537,0,0,0.34573055028462996,4.0516129032258066,4.0516129032258066,4.0516129032258066,4.0516129032258066,4.0516129032258066,4.0516129032258066,4.0516129032258066,4.0516129032258066,2,0.5845448567141136,0,null,null,null,"Tmax Dia",2,7200,4.0516129032258066,0,0,3.1538461538461537,0,0,0.34573055028462996,4.0516129032258066,4.0516129032258066,4.0516129032258066,4.0516129032258066,4.0516129032258066,4.0516129032258066,4.0516129032258066,4.0516129032258066,0,0.5845448567141136,0,null,null,null,"Tmax Dia",2,7200,4.0516129032258066,0,0,3.1538461538461537,0,0,0.34573055028462996,4.0516129032258066,4.0516129032258066,4.0516129032258066,4.0516129032258066,4.0516129032258066,4.0516129032258066,4.0516129032258066,4.0516129032258066,2,0.5845448567141136,0,null,null,null,"Tmax Dia",2,7200,4.0516129032258066,0,0,3.1538461538461537,0,0,0.34573055028462996,4.0516129032258066,4.0516129032258066,4.0516129032258066,4.0516129032258066,4.0516129032258066,4.0516129032258066,4.0516129032258066,4.0516129032258066,0,0.5845448567141136,0,null,null,null,"Tmax Dia",2,7200,4.0516129032258066,0,0,3.1538461538461537,0,0,0.34573055028462996,4.0516129032258066,4.0516129032258066,4.0516129032258066,4.0516129032258066,4.0516129032258066,4.0516129032258066,4.0516129032258066,4.0516129032258066,2,0.5845448567141136,0,null,null,null,"Tmax Dia",2,7200,4.0516129032258066,0,0,3.1538461538461537,0,0,0.34573055028462996,4.0516129032258066,4.0516129032258066,4.0516129032258066,4.0516129032258066,4.0516129032258066,4.0516129032258066,4.0516129032258066,4.0516129032258066,0,0.5845448567141136,0]
[null,23.470983870967743,3,10800,3.6129032258064515,0,0,3.1538461538461537,0,0,-9.2979127134725115E-2,3.6129032258064515,3.6129032258064515,3.6129032258064515,3.6129032258064515,3.6129032258064515,3.6129032258064515,3.6129032258064515,3.6129032258064515,2,0.58892851567641735,0,null,null,null,23.470983870967743,3,10800,3.6129032258064515,0,0,3.1538461538461537,0,0,-9.2979127134725115E-2,3.6129032258064515,3.6129032258064515,3.6129032258064515,3.6129032258064515,3.6129032258064515,3.6129032258064515,3.6129032258064515,3.6129032258064515,0,0.58892851567641735,0,null,null,null,23.470983870967743,3,10800,3.6129032258064515,0,0,3.1538461538461537,0,0,-9.2979127134725115E-2,3.6129032258064515,3.6129032258064515,3.6129032258064515,3.6129032258064515,3.6129032258064515,3.6129032258064515,3.6129032258064515,3.6129032258064515,2,0.5845448567141136,0,null,null,null,23.470983870967743,3,10800,3.6129032258064515,0,0,3.1538461538461537,0,0,-9.2979127134725115E-2,3.6129032258064515,3.6129032258064515,3.6129032258064515,3.6129032258064515,3.6129032258064515,3.6129032258064515,3.6129032258064515,3.6129032258064515,0,0.5845448567141136,0,null,null,null,23.470983870967743,3,10800,3.6129032258064515,0,0,3.1538461538461537,0,0,-9.2979127134725115E-2,3.6129032258064515,3.6129032258064515,3.6129032258064515,3.6129032258064515,3.6129032258064515,3.6129032258064515,3.6129032258064515,3.6129032258064515,2,0.5845448567141136,0,null,null,null,23.470983870967743,3,10800,3.6129032258064515,0,0,3.1538461538461537,0,0,-9.2979127134725115E-2,3.6129032258064515,3.6129032258064515,3.6129032258064515,3.6129032258064515,3.6129032258064515,3.6129032258064515,3.6129032258064515,3.6129032258064515,0,0.5845448567141136,0,null,null,null,23.470983870967743,3,10800,3.6129032258064515,0,0,3.1538461538461537,0,0,-9.2979127134725115E-2,3.6129032258064515,3.6129032258064515,3.6129032258064515,3.6129032258064515,3.6129032258064515,3.6129032258064515,3.6129032258064515,3.6129032258064515,2,0.5845448567141136,0,null,null,null,23.470983870967743,3,10800,3.6129032258064515,0,0,3.1538461538461537,0,0,-9.2979127134725115E-2,3.6129032258064515,3.6129032258064515,3.6129032258064515,3.6129032258064515,3.6129032258064515,3.6129032258064515,3.6129032258064515,3.6129032258064515,0,0.5845448567141136,0,null,null,null,23.470983870967743,3,10800,3.6129032258064515,0,0,3.1538461538461537,0,0,-9.2979127134725115E-2,3.6129032258064515,3.6129032258064515,3.6129032258064515,3.6129032258064515,3.6129032258064515,3.6129032258064515,3.6129032258064515,3.6129032258064515,2,0.5845448567141136,0,null,null,null,23.470983870967743,3,10800,3.6129032258064515,0,0,3.1538461538461537,0,0,-9.2979127134725115E-2,3.6129032258064515,3.6129032258064515,3.6129032258064515,3.6129032258064515,3.6129032258064515,3.6129032258064515,3.6129032258064515,3.6129032258064515,0,0.5845448567141136,0]
[null,"Tmin Dia",4,14400,3.212903225806452,0,0,3.1538461538461537,0,0,-0.49297912713472458,3.212903225806452,3.212903225806452,3.212903225806452,3.212903225806452,3.212903225806452,3.212903225806452,3.212903225806452,3.212903225806452,2,0.58892851567641735,0,null,null,null,"Tmin Dia",4,14400,3.212903225806452,0,0,3.1538461538461537,0,0,-0.49297912713472458,3.212903225806452,3.212903225806452,3.212903225806452,3.212903225806452,3.212903225806452,3.212903225806452,3.212903225806452,3.212903225806452,0,0.58892851567641735,0,null,null,null,"Tmin Dia",4,14400,3.212903225806452,0,0,3.1538461538461537,0,0,-0.49297912713472458,3.212903225806452,3.212903225806452,3.212903225806452,3.212903225806452,3.212903225806452,3.212903225806452,3.212903225806452,3.212903225806452,2,0.5845448567141136,0,null,null,null,"Tmin Dia",4,14400,3.212903225806452,0,0,3.1538461538461537,0,0,-0.49297912713472458,3.212903225806452,3.212903225806452,3.212903225806452,3.212903225806452,3.212903225806452,3.212903225806452,3.212903225806452,3.212903225806452,0,0.5845448567141136,0,null,null,null,"Tmin Dia",4,14400,3.212903225806452,0,0,3.1538461538461537,0,0,-0.49297912713472458,3.212903225806452,3.212903225806452,3.212903225806452,3.212903225806452,3.212903225806452,3.212903225806452,3.212903225806452,3.212903225806452,2,0.5845448567141136,0,null,null,null,"Tmin Dia",4,14400,3.212903225806452,0,0,3.1538461538461537,0,0,-0.49297912713472458,3.212903225806452,3.212903225806452,3.212903225806452,3.212903225806452,3.212903225806452,3.212903225806452,3.212903225806452,3.212903225806452,0,0.5845448567141136,0,null,null,null,"Tmin Dia",4,14400,3.212903225806452,0,0,3.1538461538461537,0,0,-0.49297912713472458,3.212903225806452,3.212903225806452,3.212903225806452,3.212903225806452,3.212903225806452,3.212903225806452,3.212903225806452,3.212903225806452,2,0.5845448567141136,0,null,null,null,"Tmin Dia",4,14400,3.212903225806452,0,0,3.1538461538461537,0,0,-0.49297912713472458,3.212903225806452,3.212903225806452,3.212903225806452,3.212903225806452,3.212903225806452,3.212903225806452,3.212903225806452,3.212903225806452,0,0.5845448567141136,0,null,null,null,"Tmin Dia",4,14400,3.212903225806452,0,0,3.1538461538461537,0,0,-0.49297912713472458,3.212903225806452,3.212903225806452,3.212903225806452,3.212903225806452,3.212903225806452,3.212903225806452,3.212903225806452,3.212903225806452,2,0.5845448567141136,0,null,null,null,"Tmin Dia",4,14400,3.212903225806452,0,0,3.1538461538461537,0,0,-0.49297912713472458,3.212903225806452,3.212903225806452,3.212903225806452,3.212903225806452,3.212903225806452,3.212903225806452,3.212903225806452,3.212903225806452,0,0.5845448567141136,0]
[null,18.470983870967743,5,18000,3.3032258064516129,0,0,3.1538461538461537,0,0,-0.40265654648956373,3.3032258064516129,3.3032258064516129,3.3032258064516129,3.3032258064516129,3.3032258064516129,3.3032258064516129,3.3032258064516129,3.3032258064516129,2,0.58892851567641735,0,null,null,null,18.470983870967743,5,18000,3.3032258064516129,0,0,3.1538461538461537,0,0,-0.40265654648956373,3.3032258064516129,3.3032258064516129,3.3032258064516129,3.3032258064516129,3.3032258064516129,3.3032258064516129,3.3032258064516129,3.3032258064516129,0,0.58892851567641735,0,null,null,null,18.470983870967743,5,18000,3.3032258064516129,0,0,3.1538461538461537,0,0,-0.40265654648956373,3.3032258064516129,3.3032258064516129,3.3032258064516129,3.3032258064516129,3.3032258064516129,3.3032258064516129,3.3032258064516129,3.3032258064516129,2,0.5845448567141136,0,null,null,null,18.470983870967743,5,18000,3.3032258064516129,0,0,3.1538461538461537,0,0,-0.40265654648956373,3.3032258064516129,3.3032258064516129,3.3032258064516129,3.3032258064516129,3.3032258064516129,3.3032258064516129,3.3032258064516129,3.3032258064516129,0,0.5845448567141136,0,null,null,null,18.470983870967743,5,18000,3.3032258064516129,0,0,3.1538461538461537,0,0,-0.40265654648956373,3.3032258064516129,3.3032258064516129,3.3032258064516129,3.3032258064516129,3.3032258064516129,3.3032258064516129,3.3032258064516129,3.3032258064516129,2,0.5845448567141136,0,null,null,null,18.470983870967743,5,18000,3.3032258064516129,0,0,3.1538461538461537,0,0,-0.40265654648956373,3.3032258064516129,3.3032258064516129,3.3032258064516129,3.3032258064516129,3.3032258064516129,3.3032258064516129,3.3032258064516129,3.3032258064516129,0,0.5845448567141136,0,null,null,null,18.470983870967743,5,18000,3.3032258064516129,0,0,3.1538461538461537,0,0,-0.40265654648956373,3.3032258064516129,3.3032258064516129,3.3032258064516129,3.3032258064516129,3.3032258064516129,3.3032258064516129,3.3032258064516129,3.3032258064516129,2,0.5845448567141136,0,null,null,null,18.470983870967743,5,18000,3.3032258064516129,0,0,3.1538461538461537,0,0,-0.40265654648956373,3.3032258064516129,3.3032258064516129,3.3032258064516129,3.3032258064516129,3.3032258064516129,3.3032258064516129,3.3032258064516129,3.3032258064516129,0,0.5845448567141136,0,null,null,null,18.470983870967743,5,18000,3.3032258064516129,0,0,3.1538461538461537,0,0,-0.40265654648956373,3.3032258064516129,3.3032258064516129,3.3032258064516129,3.3032258064516129,3.3032258064516129,3.3032258064516129,3.3032258064516129,3.3032258064516129,2,0.5845448567141136,0,null,null,null,18.470983870967743,5,18000,3.3032258064516129,0,0,3.1538461538461537,0,0,-0.40265654648956373,3.3032258064516129,3.3032258064516129,3.3032258064516129,3.3032258064516129,3.3032258064516129,3.3032258064516129,3.3032258064516129,3.3032258064516129,0,0.5845448567141136,0]
[null,"Tmax Noche",6,21600,4.161290322580645,0.36444837805903485,0,2.523076923076923,0,0,0.45881720430107453,4.1684747304819316,4.1670469516069524,4.1648051073719081,4.1631623023050901,4.1629810067541753,4.1631623023050901,4.1648051073719081,4.1670469516069524,2,0.58892851567641735,0.12544802867383512,null,null,null,"Tmax Noche",6,21600,4.161290322580645,0.36444837805903485,0,2.523076923076923,0,0,0.45881720430107453,4.1684747304819316,4.1670469516069524,4.1648051073719081,4.1631623023050901,4.1629810067541753,4.1631623023050901,4.1648051073719081,4.1670469516069524,0,0.58892851567641735,0.12544802867383512,null,null,null,"Tmax Noche",6,21600,4.161290322580645,0.36444837805903485,0,2.523076923076923,0,0,0.4605734767025087,4.1684747304819316,4.1670469516069524,4.1648051073719081,4.1631623023050901,4.1629810067541753,4.1631623023050901,4.1648051073719081,4.1670469516069524,2,0.5845448567141136,0.12544802867383512,null,null,null,"Tmax Noche",6,21600,4.161290322580645,0.36444837805903485,0,2.523076923076923,0,0,0.4605734767025087,4.1684747304819316,4.1670469516069524,4.1648051073719081,4.1631623023050901,4.1629810067541753,4.1631623023050901,4.1648051073719081,4.1670469516069524,0,0.5845448567141136,0.12544802867383512,null,null,null,"Tmax Noche",6,21600,4.161290322580645,0.36444837805903485,0,2.523076923076923,0,0,0.4605734767025087,4.1684747304819316,4.1670469516069524,4.1648051073719081,4.1631623023050901,4.1629810067541753,4.1631623023050901,4.1648051073719081,4.1670469516069524,2,0.5845448567141136,0.12544802867383512,null,null,null,"Tmax Noche",6,21600,4.161290322580645,0.36444837805903485,0,2.523076923076923,0,0,0.4605734767025087,4.1684747304819316,4.1670469516069524,4.1648051073719081,4.1631623023050901,4.1629810067541753,4.1631623023050901,4.1648051073719081,4.1670469516069524,0,0.5845448567141136,0.12544802867383512,null,null,null,"Tmax Noche",6,21600,4.161290322580645,0.36444837805903485,0,2.523076923076923,0,0,0.4605734767025087,4.1684747304819316,4.1670469516069524,4.1648051073719081,4.1631623023050901,4.1629810067541753,4.1631623023050901,4.1648051073719081,4.1670469516069524,2,0.5845448567141136,0.12544802867383512,null,null,null,"Tmax Noche",6,21600,4.161290322580645,0.36444837805903485,0,2.523076923076923,0,0,0.4605734767025087,4.1684747304819316,4.1670469516069524,4.1648051073719081,4.1631623023050901,4.1629810067541753,4.1631623023050901,4.1648051073719081,4.1670469516069524,0,0.5845448567141136,0.12544802867383512,null,null,null,"Tmax Noche",6,21600,4.161290322580645,0.36444837805903485,0,2.523076923076923,0,0,0.4605734767025087,4.1684747304819316,4.1670469516069524,4.1648051073719081,4.1631623023050901,4.1629810067541753,4.1631623023050901,4.1648051073719081,4.1670469516069524,2,0.5845448567141136,0.12544802867383512,null,null,null,"Tmax Noche",6,21600,4.161290322580645,0.36444837805903485,0,2.523076923076923,0,0,0.4605734767025087,4.1684747304819316,4.1670469516069524,4.1648051073719081,4.1631623023050901,4.1629810067541753,4.1631623023050901,4.1648051073719081,4.1670469516069524,0,0.5845448567141136,0.12544802867383512]
[null,23.470983870967743,7,25200,5.2064516129032254,91.642201246480909,14.611738954756959,3.0276923076923077,0,0,2.2773877292852625,6.8434702704106574,6.5181406553260732,6.0073204331980783,5.6329955644017833,5.5916860781575615,5.6329955644017833,6.0073204331980783,6.5181406553260723,1,0.58892851567641735,28.58422939068101,null,null,null,23.470983870967743,7,25200,5.2064516129032254,91.642201246480909,14.611738954756959,3.0276923076923077,0,0,2.2773877292852625,6.8434702704106574,6.5181406553260732,6.0073204331980783,5.6329955644017833,5.5916860781575615,5.6329955644017833,6.0073204331980783,6.5181406553260723,0,0.58892851567641735,28.58422939068101,null,null,null,23.470983870967743,7,25200,5.2064516129032254,91.642201246480909,14.611738954756959,3.0276923076923077,0,0,2.6775669407547964,6.8434702704106574,6.5181406553260732,6.0073204331980783,5.6329955644017833,5.5916860781575615,5.6329955644017833,6.0073204331980783,6.5181406553260723,1,0.5845448567141136,28.58422939068101,null,null,null,23.470983870967743,7,25200,5.2064516129032254,91.642201246480909,14.611738954756959,3.0276923076923077,0,0,2.6775669407547964,6.8434702704106574,6.5181406553260732,6.0073204331980783,5.6329955644017833,5.5916860781575615,5.6329955644017833,6.0073204331980783,6.5181406553260723,0,0.5845448567141136,28.58422939068101,null,null,null,23.470983870967743,7,25200,5.2064516129032254,91.642201246480909,4.7515445128024982,3.0276923076923077,0,0,2.6775669407547964,6.8434702704106574,6.5181406553260732,6.0073204331980783,5.6329955644017833,5.5916860781575615,5.6329955644017833,6.0073204331980783,6.5181406553260723,1,0.5845448567141136,28.58422939068101,null,null,null,23.470983870967743,7,25200,5.2064516129032254,91.642201246480909,4.7515445128024982,3.0276923076923077,0,0,2.6775669407547964,6.8434702704106574,6.5181406553260732,6.0073204331980783,5.6329955644017833,5.5916860781575615,5.6329955644017833,6.0073204331980783,6.5181406553260723,0,0.5845448567141136,28.58422939068101,null,null,null,23.470983870967743,7,25200,5.2064516129032254,91.642201246480909,0,3.0276923076923077,0,0,2.6775669407547964,6.8434702704106574,6.5181406553260732,6.0073204331980783,5.6329955644017833,5.5916860781575615,5.6329955644017833,6.0073204331980783,6.5181406553260723,1,0.5845448567141136,28.58422939068101,null,null,null,23.470983870967743,7,25200,5.2064516129032254,91.642201246480909,0,3.0276923076923077,0,0,2.6775669407547964,6.8434702704106574,6.5181406553260732,6.0073204331980783,5.6329955644017833,5.5916860781575615,5.6329955644017833,6.0073204331980783,6.5181406553260723,0,0.5845448567141136,28.58422939068101,null,null,null,23.470983870967743,7,25200,5.2064516129032254,91.642201246480909,14.611738954756955,3.0276923076923077,0,0,2.6775669407547964,6.8434702704106574,6.5181406553260732,6.0073204331980783,5.6329955644017833,5.5916860781575615,5.6329955644017833,6.0073204331980783,6.5181406553260723,1,0.5845448567141136,28.58422939068101,null,null,null,23.470983870967743,7,25200,5.2064516129032254,91.642201246480909,14.611738954756955,3.0276923076923077,0,0,2.6775669407547964,6.8434702704106574,6.5181406553260732,6.0073204331980783,5.6329955644017833,5.5916860781575615,5.6329955644017833,6.0073204331980783,6.5181406553260723,0,0.5845448567141136,28.58422939068101]
[null,"Tmin Noche",8,28800,6.4258064516129032,280.69151444692204,83.914114044417687,1.5138461538461538,0,0,5.3759614168247944,12.022973378708061,10.910631650893778,9.1640748600630459,7.884212369793083,7.7429701859480247,7.884212369793083,9.1640748600630459,10.910631650893778,1,0.58892851567641735,97.732974910394262,null,null,null,"Tmin Noche",8,28800,6.4258064516129032,280.69151444692204,83.914114044417687,1.5138461538461538,0,0,5.3759614168247944,12.022973378708061,10.910631650893778,9.1640748600630459,7.884212369793083,7.7429701859480247,7.884212369793083,9.1640748600630459,10.910631650893778,0,0.58892851567641735,97.732974910394262,null,null,null,"Tmin Noche",8,28800,6.4258064516129032,280.69151444692204,83.914114044417687,1.5138461538461538,0,0,6.7442230655703144,12.022973378708061,10.910631650893778,9.1640748600630459,7.884212369793083,7.7429701859480247,7.884212369793083,9.1640748600630459,10.910631650893778,1,0.5845448567141136,97.732974910394262,null,null,null,"Tmin Noche",8,28800,6.4258064516129032,280.69151444692204,83.914114044417687,1.5138461538461538,0,0,6.7442230655703144,12.022973378708061,10.910631650893778,9.1640748600630459,7.884212369793083,7.7429701859480247,7.884212369793083,9.1640748600630459,10.910631650893778,0,0.5845448567141136,97.732974910394262,null,null,null,"Tmin Noche",8,28800,6.4258064516129032,280.69151444692204,27.287761529891636,1.5138461538461538,0,0,6.7442230655703144,12.022973378708061,10.910631650893778,9.1640748600630459,7.884212369793083,7.7429701859480247,7.884212369793083,9.1640748600630459,10.910631650893778,1,0.5845448567141136,97.732974910394262,null,null,null,"Tmin Noche",8,28800,6.4258064516129032,280.69151444692204,27.287761529891636,1.5138461538461538,0,0,6.7442230655703144,12.022973378708061,10.910631650893778,9.1640748600630459,7.884212369793083,7.7429701859480247,7.884212369793083,9.1640748600630459,10.910631650893778,0,0.5845448567141136,97.732974910394262,null,null,null,"Tmin Noche",8,28800,6.4258064516129032,280.69151444692204,0,1.5138461538461538,0,0,6.7442230655703144,12.022973378708061,10.910631650893778,9.1640748600630459,7.884212369793083,7.7429701859480247,7.884212369793083,9.1640748600630459,10.910631650893778,1,0.5845448567141136,97.732974910394262,null,null,null,"Tmin Noche",8,28800,6.4258064516129032,280.69151444692204,0,1.5138461538461538,0,0,6.7442230655703144,12.022973378708061,10.910631650893778,9.1640748600630459,7.884212369793083,7.7429701859480247,7.884212369793083,9.1640748600630459,10.910631650893778,0,0.5845448567141136,97.732974910394262,null,null,null,"Tmin Noche",8,28800,6.4258064516129032,280.69151444692204,83.914114044417659,1.5138461538461538,0,0,6.7442230655703144,12.022973378708061,10.910631650893778,9.1640748600630459,7.884212369793083,7.7429701859480247,7.884212369793083,9.1640748600630459,10.910631650893778,1,0.5845448567141136,97.732974910394262,null,null,null,"Tmin Noche",8,28800,6.4258064516129032,280.69151444692204,83.914114044417659,1.5138461538461538,0,0,6.7442230655703144,12.022973378708061,10.910631650893778,9.1640748600630459,7.884212369793083,7.7429701859480247,7.884212369793083,9.1640748600630459,10.910631650893778,0,0.5845448567141136,97.732974910394262]
[null,17,9,32400,8.2129032258064516,444.62702123202246,244.71216584369998,0.94615384615384612,0,0,9.5042283364958884,18.743705693113661,16.650887815009977,13.364824561627978,10.956824363330561,10.691083934735673,10.956824363330561,13.364824561627978,16.650887815009973,1,0.58892851567641735,183.87992831541217,null,null,null,17,9,32400,8.2129032258064516,444.62702123202246,244.71216584369998,0.94615384615384612,0,0,9.5042283364958884,18.743705693113661,16.650887815009977,13.364824561627978,10.956824363330561,10.691083934735673,10.956824363330561,13.364824561627978,16.650887815009973,0,0.58892851567641735,183.87992831541217,null,null,null,17,9,32400,8.2129032258064516,444.62702123202246,244.71216584369998,0.94615384615384612,0,0,12.078547332911658,18.743705693113661,16.650887815009977,13.364824561627978,10.956824363330561,10.691083934735673,10.956824363330561,13.364824561627978,16.650887815009973,1,0.5845448567141136,183.87992831541217,null,null,null,17,9,32400,8.2129032258064516,444.62702123202246,244.71216584369998,0.94615384615384612,0,0,12.078547332911658,18.743705693113661,16.650887815009977,13.364824561627978,10.956824363330561,10.691083934735673,10.956824363330561,13.364824561627978,16.650887815009973,0,0.5845448567141136,183.87992831541217,null,null,null,17,9,32400,8.2129032258064516,444.62702123202246,79.577164116534021,0.94615384615384612,0,0,12.078547332911658,18.743705693113661,16.650887815009977,13.364824561627978,10.956824363330561,10.691083934735673,10.956824363330561,13.364824561627978,16.650887815009973,1,0.5845448567141136,183.87992831541217,null,null,null,17,9,32400,8.2129032258064516,444.62702123202246,79.577164116534021,0.94615384615384612,0,0,12.078547332911658,18.743705693113661,16.650887815009977,13.364824561627978,10.956824363330561,10.691083934735673,10.956824363330561,13.364824561627978,16.650887815009973,0,0.5845448567141136,183.87992831541217,null,null,null,17,9,32400,8.2129032258064516,444.62702123202246,0,0.94615384615384612,0,0,12.078547332911658,18.743705693113661,16.650887815009977,13.364824561627978,10.956824363330561,10.691083934735673,10.956824363330561,13.364824561627978,16.650887815009973,1,0.5845448567141136,183.87992831541217,null,null,null,17,9,32400,8.2129032258064516,444.62702123202246,0,0.94615384615384612,0,0,12.078547332911658,18.743705693113661,16.650887815009977,13.364824561627978,10.956824363330561,10.691083934735673,10.956824363330561,13.364824561627978,16.650887815009973,0,0.5845448567141136,183.87992831541217,null,null,null,17,9,32400,8.2129032258064516,444.62702123202246,244.71216584369992,0.94615384615384612,0,0,12.078547332911658,18.743705693113661,16.650887815009977,13.364824561627978,10.956824363330561,10.691083934735673,10.956824363330561,13.364824561627978,16.650887815009973,1,0.5845448567141136,183.87992831541217,null,null,null,17,9,32400,8.2129032258064516,444.62702123202246,244.71216584369992,0.94615384615384612,0,0,12.078547332911658,18.743705693113661,16.650887815009977,13.364824561627978,10.956824363330561,10.691083934735673,10.956824363330561,13.364824561627978,16.650887815009973,0,0.5845448567141136,183.87992831541217]
[null,"Tsuelo",10,36000,9.6483870967741918,533.98313719795146,393.48310232409051,0.94615384615384612,0,0,12.647738772928523,23.778577922625956,20.970442828157609,16.561215613018319,13.330170076245288,12.973600576641944,13.330170076245288,16.561215613018319,20.970442828157609,1,0.58892851567641735,246.72939068100362,null,null,null,"Tsuelo",10,36000,9.6483870967741918,533.98313719795146,393.48310232409051,0.94615384615384612,0,0,12.647738772928523,23.778577922625956,20.970442828157609,16.561215613018319,13.330170076245288,12.973600576641944,13.330170076245288,16.561215613018319,20.970442828157609,0,0.58892851567641735,246.72939068100362,null,null,null,"Tsuelo",10,36000,9.6483870967741918,533.98313719795146,393.48310232409051,0.94615384615384612,0,0,16.101950242462575,23.778577922625956,20.970442828157609,16.561215613018319,13.330170076245288,12.973600576641944,13.330170076245288,16.561215613018319,20.970442828157609,1,0.5845448567141136,246.72939068100362,null,null,null,"Tsuelo",10,36000,9.6483870967741918,533.98313719795146,393.48310232409051,0.94615384615384612,0,0,16.101950242462575,23.778577922625956,20.970442828157609,16.561215613018319,13.330170076245288,12.973600576641944,13.330170076245288,16.561215613018319,20.970442828157609,0,0.5845448567141136,246.72939068100362,null,null,null,"Tsuelo",10,36000,9.6483870967741918,533.98313719795146,127.95550765844042,0.94615384615384612,0,0,16.101950242462575,23.778577922625956,20.970442828157609,16.561215613018319,13.330170076245288,12.973600576641944,13.330170076245288,16.561215613018319,20.970442828157609,1,0.5845448567141136,246.72939068100362,null,null,null,"Tsuelo",10,36000,9.6483870967741918,533.98313719795146,127.95550765844042,0.94615384615384612,0,0,16.101950242462575,23.778577922625956,20.970442828157609,16.561215613018319,13.330170076245288,12.973600576641944,13.330170076245288,16.561215613018319,20.970442828157609,0,0.5845448567141136,246.72939068100362,null,null,null,"Tsuelo",10,36000,9.6483870967741918,533.98313719795146,0,0.94615384615384612,0,0,16.101950242462575,23.778577922625956,20.970442828157609,16.561215613018319,13.330170076245288,12.973600576641944,13.330170076245288,16.561215613018319,20.970442828157609,1,0.5845448567141136,246.72939068100362,null,null,null,"Tsuelo",10,36000,9.6483870967741918,533.98313719795146,0,0.94615384615384612,0,0,16.101950242462575,23.778577922625956,20.970442828157609,16.561215613018319,13.330170076245288,12.973600576641944,13.330170076245288,16.561215613018319,20.970442828157609,0,0.5845448567141136,246.72939068100362,null,null,null,"Tsuelo",10,36000,9.6483870967741918,533.98313719795146,393.4831023240904,0.94615384615384612,0,0,16.101950242462575,23.778577922625956,20.970442828157609,16.561215613018319,13.330170076245288,12.973600576641944,13.330170076245288,16.561215613018319,20.970442828157609,1,0.5845448567141136,246.72939068100362,null,null,null,"Tsuelo",10,36000,9.6483870967741918,533.98313719795146,393.4831023240904,0.94615384615384612,0,0,16.101950242462575,23.778577922625956,20.970442828157609,16.561215613018319,13.330170076245288,12.973600576641944,13.330170076245288,16.561215613018319,20.970442828157609,0,0.5845448567141136,246.72939068100362]
[null,8.1215053763440874,11,39600,10.706451612903226,544.02203342994119,606.66285981023691,0.94615384615384612,0,0,15.285983554712207,28.166615501001296,24.696704897980013,19.248382879897605,15.255897194654617,14.815297207202132,15.255897194654617,19.248382879897605,24.696704897980009,1,0.58892851567641735,304.87455197132613,null,null,null,8.1215053763440874,11,39600,10.706451612903226,544.02203342994119,606.66285981023691,0.94615384615384612,0,0,15.285983554712207,28.166615501001296,24.696704897980013,19.248382879897605,15.255897194654617,14.815297207202132,15.255897194654617,19.248382879897605,24.696704897980009,0,0.58892851567641735,304.87455197132613,null,null,null,8.1215053763440874,11,39600,10.706451612903226,544.02203342994119,606.66285981023691,0.94615384615384612,0,0,19.554227282310773,28.166615501001296,24.696704897980013,19.248382879897605,15.255897194654617,14.815297207202132,15.255897194654617,19.248382879897605,24.696704897980009,1,0.5845448567141136,304.87455197132613,null,null,null,8.1215053763440874,11,39600,10.706451612903226,544.02203342994119,606.66285981023691,0.94615384615384612,0,0,19.554227282310773,28.166615501001296,24.696704897980013,19.248382879897605,15.255897194654617,14.815297207202132,15.255897194654617,19.248382879897605,24.696704897980009,0,0.5845448567141136,304.87455197132613,null,null,null,8.1215053763440874,11,39600,10.706451612903226,544.02203342994119,197.27874906456333,0.94615384615384612,0,0,19.554227282310773,28.166615501001296,24.696704897980013,19.248382879897605,15.255897194654617,14.815297207202132,15.255897194654617,19.248382879897605,24.696704897980009,1,0.5845448567141136,304.87455197132613,null,null,null,8.1215053763440874,11,39600,10.706451612903226,544.02203342994119,197.27874906456333,0.94615384615384612,0,0,19.554227282310773,28.166615501001296,24.696704897980013,19.248382879897605,15.255897194654617,14.815297207202132,15.255897194654617,19.248382879897605,24.696704897980009,0,0.5845448567141136,304.87455197132613,null,null,null,8.1215053763440874,11,39600,10.706451612903226,544.02203342994119,0,0.94615384615384612,0,0,19.554227282310773,28.166615501001296,24.696704897980013,19.248382879897605,15.255897194654617,14.815297207202132,15.255897194654617,19.248382879897605,24.696704897980009,1,0.5845448567141136,304.87455197132613,null,null,null,8.1215053763440874,11,39600,10.706451612903226,544.02203342994119,0,0.94615384615384612,0,0,19.554227282310773,28.166615501001296,24.696704897980013,19.248382879897605,15.255897194654617,14.815297207202132,15.255897194654617,19.248382879897605,24.696704897980009,0,0.5845448567141136,304.87455197132613,null,null,null,8.1215053763440874,11,39600,10.706451612903226,544.02203342994119,606.6628598102368,0.94615384615384612,0,0,19.554227282310773,28.166615501001296,24.696704897980013,19.248382879897605,15.255897194654617,14.815297207202132,15.255897194654617,19.248382879897605,24.696704897980009,1,0.5845448567141136,304.87455197132613,null,null,null,8.1215053763440874,11,39600,10.706451612903226,544.02203342994119,606.6628598102368,0.94615384615384612,0,0,19.554227282310773,28.166615501001296,24.696704897980013,19.248382879897605,15.255897194654617,14.815297207202132,15.255897194654617,19.248382879897605,24.696704897980009,0,0.5845448567141136,304.87455197132613]
[null,"Infil RAH",12,43200,11.903225806451614,524.50747936841628,485.49570376088548,0.94615384615384612,0,0,15.483121442125238,27.256818663493888,24.205553223457628,19.414571961436472,15.903780190428217,15.516338648440476,15.903780190428217,19.414571961436472,24.205553223457624,1,0.58892851567641735,268.09139784946245,null,null,null,"Infil RAH",12,43200,11.903225806451614,524.50747936841628,485.49570376088548,0.94615384615384612,0,0,15.483121442125238,27.256818663493888,24.205553223457628,19.414571961436472,15.903780190428217,15.516338648440476,15.903780190428217,19.414571961436472,24.205553223457624,0,0.58892851567641735,268.09139784946245,null,null,null,"Infil RAH",12,43200,11.903225806451614,524.50747936841628,485.49570376088548,0.94615384615384612,0,0,19.236401012017712,27.256818663493888,24.205553223457628,19.414571961436472,15.903780190428217,15.516338648440476,15.903780190428217,19.414571961436472,24.205553223457624,1,0.5845448567141136,268.09139784946245,null,null,null,"Infil RAH",12,43200,11.903225806451614,524.50747936841628,485.49570376088548,0.94615384615384612,0,0,19.236401012017712,27.256818663493888,24.205553223457628,19.414571961436472,15.903780190428217,15.516338648440476,15.903780190428217,19.414571961436472,24.205553223457624,0,0.5845448567141136,268.09139784946245,null,null,null,"Infil RAH",12,43200,11.903225806451614,524.50747936841628,0,0.94615384615384612,0,0,19.236401012017712,27.256818663493888,24.205553223457628,19.414571961436472,15.903780190428217,15.516338648440476,15.903780190428217,19.414571961436472,24.205553223457624,1,0.5845448567141136,268.09139784946245,null,null,null,"Infil RAH",12,43200,11.903225806451614,524.50747936841628,0,0.94615384615384612,0,0,19.236401012017712,27.256818663493888,24.205553223457628,19.414571961436472,15.903780190428217,15.516338648440476,15.903780190428217,19.414571961436472,24.205553223457624,0,0.5845448567141136,268.09139784946245,null,null,null,"Infil RAH",12,43200,11.903225806451614,524.50747936841628,0,0.94615384615384612,0,0,19.236401012017712,27.256818663493888,24.205553223457628,19.414571961436472,15.903780190428217,15.516338648440476,15.903780190428217,19.414571961436472,24.205553223457624,1,0.5845448567141136,268.09139784946245,null,null,null,"Infil RAH",12,43200,11.903225806451614,524.50747936841628,0,0.94615384615384612,0,0,19.236401012017712,27.256818663493888,24.205553223457628,19.414571961436472,15.903780190428217,15.516338648440476,15.903780190428217,19.414571961436472,24.205553223457624,0,0.5845448567141136,268.09139784946245,null,null,null,"Infil RAH",12,43200,11.903225806451614,524.50747936841628,485.49570376088536,0.94615384615384612,0,0,19.236401012017712,27.256818663493888,24.205553223457628,19.414571961436472,15.903780190428217,15.516338648440476,15.903780190428217,19.414571961436472,24.205553223457624,1,0.5845448567141136,268.09139784946245,null,null,null,"Infil RAH",12,43200,11.903225806451614,524.50747936841628,485.49570376088536,0.94615384615384612,0,0,19.236401012017712,27.256818663493888,24.205553223457628,19.414571961436472,15.903780190428217,15.516338648440476,15.903780190428217,19.414571961436472,24.205553223457624,0,0.5845448567141136,268.09139784946245]
[null,0.21328302278512112,13,46800,12.954838709677418,526.56164295383996,497.04035600108233,0.94615384615384612,0,0,16.631410499683742,28.512160847920455,25.420407678357993,20.565854119100223,17.008477090125783,16.615894524301378,17.008477090125783,20.565854119100223,25.420407678357989,1,0.58892851567641735,271.64874551971326,null,null,null,0.21328302278512112,13,46800,12.954838709677418,526.56164295383996,497.04035600108233,0.94615384615384612,0,0,16.631410499683742,28.512160847920455,25.420407678357993,20.565854119100223,17.008477090125783,16.615894524301378,17.008477090125783,20.565854119100223,25.420407678357989,0,0.58892851567641735,271.64874551971326,null,null,null,0.21766668174742482,13,46800,12.954838709677418,526.56164295383996,497.04035600108233,0.94615384615384612,0,0,20.434492936959728,28.512160847920455,25.420407678357993,20.565854119100223,17.008477090125783,16.615894524301378,17.008477090125783,20.565854119100223,25.420407678357989,1,0.5845448567141136,271.64874551971326,null,null,null,0.21766668174742482,13,46800,12.954838709677418,526.56164295383996,497.04035600108233,0.94615384615384612,0,0,20.434492936959728,28.512160847920455,25.420407678357993,20.565854119100223,17.008477090125783,16.615894524301378,17.008477090125783,20.565854119100223,25.420407678357989,0,0.5845448567141136,271.64874551971326,null,null,null,0.21766668174742482,13,46800,12.954838709677418,526.56164295383996,0,0.94615384615384612,0,0,20.434492936959728,28.512160847920455,25.420407678357993,20.565854119100223,17.008477090125783,16.615894524301378,17.008477090125783,20.565854119100223,25.420407678357989,1,0.5845448567141136,271.64874551971326,null,null,null,0.21766668174742482,13,46800,12.954838709677418,526.56164295383996,0,0.94615384615384612,0,0,20.434492936959728,28.512160847920455,25.420407678357993,20.565854119100223,17.008477090125783,16.615894524301378,17.008477090125783,20.565854119100223,25.420407678357989,0,0.5845448567141136,271.64874551971326,null,null,null,0.21766668174742482,13,46800,12.954838709677418,526.56164295383996,161.63095874563729,0.94615384615384612,0,0,20.434492936959728,28.512160847920455,25.420407678357993,20.565854119100223,17.008477090125783,16.615894524301378,17.008477090125783,20.565854119100223,25.420407678357989,1,0.5845448567141136,271.64874551971326,null,null,null,0.21766668174742482,13,46800,12.954838709677418,526.56164295383996,161.63095874563729,0.94615384615384612,0,0,20.434492936959728,28.512160847920455,25.420407678357993,20.565854119100223,17.008477090125783,16.615894524301378,17.008477090125783,20.565854119100223,25.420407678357989,0,0.5845448567141136,271.64874551971326,null,null,null,0.21766668174742482,13,46800,12.954838709677418,526.56164295383996,497.04035600108227,0.94615384615384612,0,0,20.434492936959728,28.512160847920455,25.420407678357993,20.565854119100223,17.008477090125783,16.615894524301378,17.008477090125783,20.565854119100223,25.420407678357989,1,0.5845448567141136,271.64874551971326,null,null,null,0.21766668174742482,13,46800,12.954838709677418,526.56164295383996,497.04035600108227,0.94615384615384612,0,0,20.434492936959728,28.512160847920455,25.420407678357993,20.565854119100223,17.008477090125783,16.615894524301378,17.008477090125783,20.565854119100223,25.420407678357989,0,0.5845448567141136,271.64874551971326]
[null,"Cat Mes",14,50400,14.261290322580646,439.98858732945308,223.242558841781,0.94615384615384612,0,0,15.366812144212521,24.400542559267738,22.38553862985043,19.221655887278356,16.903188565122498,16.647328744052484,16.903188565122498,19.221655887278356,22.38553862985043,1,0.58892851567641735,177.04301075268813,null,null,null,"Cat Mes",14,50400,14.261290322580646,439.98858732945308,223.242558841781,0.94615384615384612,0,0,15.366812144212521,24.400542559267738,22.38553862985043,19.221655887278356,16.903188565122498,16.647328744052484,16.903188565122498,19.221655887278356,22.38553862985043,0,0.58892851567641735,177.04301075268813,null,null,null,"Cat Mes",14,50400,14.261290322580646,439.98858732945308,223.242558841781,0.94615384615384612,0,0,17.845414294750157,24.400542559267738,22.38553862985043,19.221655887278356,16.903188565122498,16.647328744052484,16.903188565122498,19.221655887278356,22.38553862985043,1,0.5845448567141136,177.04301075268813,null,null,null,"Cat Mes",14,50400,14.261290322580646,439.98858732945308,223.242558841781,0.94615384615384612,0,0,17.845414294750157,24.400542559267738,22.38553862985043,19.221655887278356,16.903188565122498,16.647328744052484,16.903188565122498,19.221655887278356,22.38553862985043,0,0.5845448567141136,177.04301075268813,null,null,null,"Cat Mes",14,50400,14.261290322580646,439.98858732945308,0,0.94615384615384612,0,0,17.845414294750157,24.400542559267738,22.38553862985043,19.221655887278356,16.903188565122498,16.647328744052484,16.903188565122498,19.221655887278356,22.38553862985043,1,0.5845448567141136,177.04301075268813,null,null,null,"Cat Mes",14,50400,14.261290322580646,439.98858732945308,0,0.94615384615384612,0,0,17.845414294750157,24.400542559267738,22.38553862985043,19.221655887278356,16.903188565122498,16.647328744052484,16.903188565122498,19.221655887278356,22.38553862985043,0,0.5845448567141136,177.04301075268813,null,null,null,"Cat Mes",14,50400,14.261290322580646,439.98858732945308,72.595531495128412,0.94615384615384612,0,0,17.845414294750157,24.400542559267738,22.38553862985043,19.221655887278356,16.903188565122498,16.647328744052484,16.903188565122498,19.221655887278356,22.38553862985043,1,0.5845448567141136,177.04301075268813,null,null,null,"Cat Mes",14,50400,14.261290322580646,439.98858732945308,72.595531495128412,0.94615384615384612,0,0,17.845414294750157,24.400542559267738,22.38553862985043,19.221655887278356,16.903188565122498,16.647328744052484,16.903188565122498,19.221655887278356,22.38553862985043,0,0.5845448567141136,177.04301075268813,null,null,null,"Cat Mes",14,50400,14.261290322580646,439.98858732945308,223.24255884178095,0.94615384615384612,0,0,17.845414294750157,24.400542559267738,22.38553862985043,19.221655887278356,16.903188565122498,16.647328744052484,16.903188565122498,19.221655887278356,22.38553862985043,1,0.5845448567141136,177.04301075268813,null,null,null,"Cat Mes",14,50400,14.261290322580646,439.98858732945308,223.24255884178095,0.94615384615384612,0,0,17.845414294750157,24.400542559267738,22.38553862985043,19.221655887278356,16.903188565122498,16.647328744052484,16.903188565122498,19.221655887278356,22.38553862985043,0,0.5845448567141136,177.04301075268813]
[null,"i",15,54000,13.925806451612907,274.72781371504703,61.445119236631101,0.94615384615384612,0,0,12.673355471220749,19.096014280574465,18.068523411616098,16.45519622103944,15.272963289026064,15.142495240778246,15.272963289026064,16.45519622103944,18.068523411616098,1,0.58892851567641735,90.2777777777778,null,null,null,"i",15,54000,13.925806451612907,274.72781371504703,61.445119236631101,0.94615384615384612,0,0,12.673355471220749,19.096014280574465,18.068523411616098,16.45519622103944,15.272963289026064,15.142495240778246,15.272963289026064,16.45519622103944,18.068523411616098,0,0.58892851567641735,90.2777777777778,null,null,null,"i",15,54000,13.925806451612907,274.72781371504703,61.445119236631101,0.94615384615384612,0,0,13.937244360109638,19.096014280574465,18.068523411616098,16.45519622103944,15.272963289026064,15.142495240778246,15.272963289026064,16.45519622103944,18.068523411616098,1,0.5845448567141136,90.2777777777778,null,null,null,"i",15,54000,13.925806451612907,274.72781371504703,61.445119236631101,0.94615384615384612,0,0,13.937244360109638,19.096014280574465,18.068523411616098,16.45519622103944,15.272963289026064,15.142495240778246,15.272963289026064,16.45519622103944,18.068523411616098,0,0.5845448567141136,90.2777777777778,null,null,null,"i",15,54000,13.925806451612907,274.72781371504703,0,0.94615384615384612,0,0,13.937244360109638,19.096014280574465,18.068523411616098,16.45519622103944,15.272963289026064,15.142495240778246,15.272963289026064,16.45519622103944,18.068523411616098,1,0.5845448567141136,90.2777777777778,null,null,null,"i",15,54000,13.925806451612907,274.72781371504703,0,0.94615384615384612,0,0,13.937244360109638,19.096014280574465,18.068523411616098,16.45519622103944,15.272963289026064,15.142495240778246,15.272963289026064,16.45519622103944,18.068523411616098,0,0.5845448567141136,90.2777777777778,null,null,null,"i",15,54000,13.925806451612907,274.72781371504703,19.981141194167055,0.94615384615384612,0,0,13.937244360109638,19.096014280574465,18.068523411616098,16.45519622103944,15.272963289026064,15.142495240778246,15.272963289026064,16.45519622103944,18.068523411616098,1,0.5845448567141136,90.2777777777778,null,null,null,"i",15,54000,13.925806451612907,274.72781371504703,19.981141194167055,0.94615384615384612,0,0,13.937244360109638,19.096014280574465,18.068523411616098,16.45519622103944,15.272963289026064,15.142495240778246,15.272963289026064,16.45519622103944,18.068523411616098,0,0.5845448567141136,90.2777777777778,null,null,null,"i",15,54000,13.925806451612907,274.72781371504703,61.445119236631086,0.94615384615384612,0,0,13.937244360109638,19.096014280574465,18.068523411616098,16.45519622103944,15.272963289026064,15.142495240778246,15.272963289026064,16.45519622103944,18.068523411616098,1,0.5845448567141136,90.2777777777778,null,null,null,"i",15,54000,13.925806451612907,274.72781371504703,61.445119236631086,0.94615384615384612,0,0,13.937244360109638,19.096014280574465,18.068523411616098,16.45519622103944,15.272963289026064,15.142495240778246,15.272963289026064,16.45519622103944,18.068523411616098,0,0.5845448567141136,90.2777777777778]
[null,null,16,57600,13.338709677419356,76.964871111921596,9.3046450891140768,1.1353846153846152,0,0,10.264266287160027,14.669364655136212,14.404919610648962,13.989698031972507,13.685427064954077,13.651848538988162,13.685427064954077,13.989698031972507,14.404919610648962,1,0.58892851567641735,23.234767025089603,null,null,null,null,16,57600,13.338709677419356,76.964871111921596,9.3046450891140768,1.1353846153846152,0,0,10.264266287160027,14.669364655136212,14.404919610648962,13.989698031972507,13.685427064954077,13.651848538988162,13.685427064954077,13.989698031972507,14.404919610648962,0,0.58892851567641735,23.234767025089603,null,null,null,null,16,57600,13.338709677419356,76.964871111921596,9.3046450891140768,1.1353846153846152,0,0,10.589553025511279,14.669364655136212,14.404919610648962,13.989698031972507,13.685427064954077,13.651848538988162,13.685427064954077,13.989698031972507,14.404919610648962,1,0.5845448567141136,23.234767025089603,null,null,null,null,16,57600,13.338709677419356,76.964871111921596,9.3046450891140768,1.1353846153846152,0,0,10.589553025511279,14.669364655136212,14.404919610648962,13.989698031972507,13.685427064954077,13.651848538988162,13.685427064954077,13.989698031972507,14.404919610648962,0,0.5845448567141136,23.234767025089603,null,null,null,null,16,57600,13.338709677419356,76.964871111921596,0,1.1353846153846152,0,0,10.589553025511279,14.669364655136212,14.404919610648962,13.989698031972507,13.685427064954077,13.651848538988162,13.685427064954077,13.989698031972507,14.404919610648962,1,0.5845448567141136,23.234767025089603,null,null,null,null,16,57600,13.338709677419356,76.964871111921596,0,1.1353846153846152,0,0,10.589553025511279,14.669364655136212,14.404919610648962,13.989698031972507,13.685427064954077,13.651848538988162,13.685427064954077,13.989698031972507,14.404919610648962,0,0.5845448567141136,23.234767025089603,null,null,null,null,16,57600,13.338709677419356,76.964871111921596,3.025747685039319,1.1353846153846152,0,0,10.589553025511279,14.669364655136212,14.404919610648962,13.989698031972507,13.685427064954077,13.651848538988162,13.685427064954077,13.989698031972507,14.404919610648962,1,0.5845448567141136,23.234767025089603,null,null,null,null,16,57600,13.338709677419356,76.964871111921596,3.025747685039319,1.1353846153846152,0,0,10.589553025511279,14.669364655136212,14.404919610648962,13.989698031972507,13.685427064954077,13.651848538988162,13.685427064954077,13.989698031972507,14.404919610648962,0,0.5845448567141136,23.234767025089603,null,null,null,null,16,57600,13.338709677419356,76.964871111921596,9.3046450891140751,1.1353846153846152,0,0,10.589553025511279,14.669364655136212,14.404919610648962,13.989698031972507,13.685427064954077,13.651848538988162,13.685427064954077,13.989698031972507,14.404919610648962,1,0.5845448567141136,23.234767025089603,null,null,null,null,16,57600,13.338709677419356,76.964871111921596,9.3046450891140751,1.1353846153846152,0,0,10.589553025511279,14.669364655136212,14.404919610648962,13.989698031972507,13.685427064954077,13.651848538988162,13.685427064954077,13.989698031972507,14.404919610648962,0,0.5845448567141136,23.234767025089603]
[null,null,17,61200,12.161290322580648,0.19879002439583715,0,1.8923076923076922,1.5,0,8.4568690702087324,12.164369354538342,12.163757449306209,12.16279665891976,12.16209259960541,12.16201490151216,12.16209259960541,12.16279665891976,12.163757449306209,1,0.58892851567641735,5.3763440860215048E-2,null,null,null,null,17,61200,12.161290322580648,0.19879002439583715,0,1.8923076923076922,1.5,0,8.4568690702087324,12.164369354538342,12.163757449306209,12.16279665891976,12.16209259960541,12.16201490151216,12.16209259960541,12.16279665891976,12.163757449306209,0,0.58892851567641735,5.3763440860215048E-2,null,null,null,null,17,61200,12.161290322580648,0.19879002439583715,0,1.8923076923076922,1.5,0,8.4576217583807747,12.164369354538342,12.163757449306209,12.16279665891976,12.16209259960541,12.16201490151216,12.16209259960541,12.16279665891976,12.163757449306209,1,0.5845448567141136,5.3763440860215048E-2,null,null,null,null,17,61200,12.161290322580648,0.19879002439583715,0,1.8923076923076922,1.5,0,8.4576217583807747,12.164369354538342,12.163757449306209,12.16279665891976,12.16209259960541,12.16201490151216,12.16209259960541,12.16279665891976,12.163757449306209,0,0.5845448567141136,5.3763440860215048E-2,null,null,null,null,17,61200,12.161290322580648,0.19879002439583715,0,1.8923076923076922,1.5,0,8.4576217583807747,12.164369354538342,12.163757449306209,12.16279665891976,12.16209259960541,12.16201490151216,12.16209259960541,12.16279665891976,12.163757449306209,1,0.5845448567141136,5.3763440860215048E-2,null,null,null,null,17,61200,12.161290322580648,0.19879002439583715,0,1.8923076923076922,1.5,0,8.4576217583807747,12.164369354538342,12.163757449306209,12.16279665891976,12.16209259960541,12.16201490151216,12.16209259960541,12.16279665891976,12.163757449306209,0,0.5845448567141136,5.3763440860215048E-2,null,null,null,null,17,61200,12.161290322580648,0.19879002439583715,0,1.8923076923076922,1.5,0,8.4576217583807747,12.164369354538342,12.163757449306209,12.16279665891976,12.16209259960541,12.16201490151216,12.16209259960541,12.16279665891976,12.163757449306209,1,0.5845448567141136,5.3763440860215048E-2,null,null,null,null,17,61200,12.161290322580648,0.19879002439583715,0,1.8923076923076922,1.5,0,8.4576217583807747,12.164369354538342,12.163757449306209,12.16279665891976,12.16209259960541,12.16201490151216,12.16209259960541,12.16279665891976,12.163757449306209,0,0.5845448567141136,5.3763440860215048E-2,null,null,null,null,17,61200,12.161290322580648,0.19879002439583715,0,1.8923076923076922,1.5,0,8.4576217583807747,12.164369354538342,12.163757449306209,12.16279665891976,12.16209259960541,12.16201490151216,12.16209259960541,12.16279665891976,12.163757449306209,1,0.5845448567141136,5.3763440860215048E-2,null,null,null,null,17,61200,12.161290322580648,0.19879002439583715,0,1.8923076923076922,1.5,0,8.4576217583807747,12.164369354538342,12.163757449306209,12.16279665891976,12.16209259960541,12.16201490151216,12.16209259960541,12.16279665891976,12.163757449306209,0,0.5845448567141136,5.3763440860215048E-2]
[null,null,18,64800,10.374193548387094,0,0,1.8923076923076922,1.5,0,6.6683111954459173,10.374193548387094,10.374193548387094,10.374193548387094,10.374193548387094,10.374193548387094,10.374193548387094,10.374193548387094,10.374193548387094,1,0.58892851567641735,0,null,null,null,null,18,64800,10.374193548387094,0,0,1.8923076923076922,1.5,0,6.6683111954459173,10.374193548387094,10.374193548387094,10.374193548387094,10.374193548387094,10.374193548387094,10.374193548387094,10.374193548387094,10.374193548387094,0,0.58892851567641735,0,null,null,null,null,18,64800,10.374193548387094,0,0,1.8923076923076922,1.5,0,6.6683111954459173,10.374193548387094,10.374193548387094,10.374193548387094,10.374193548387094,10.374193548387094,10.374193548387094,10.374193548387094,10.374193548387094,1,0.5845448567141136,0,null,null,null,null,18,64800,10.374193548387094,0,0,1.8923076923076922,1.5,0,6.6683111954459173,10.374193548387094,10.374193548387094,10.374193548387094,10.374193548387094,10.374193548387094,10.374193548387094,10.374193548387094,10.374193548387094,0,0.5845448567141136,0,null,null,null,null,18,64800,10.374193548387094,0,0,1.8923076923076922,1.5,0,6.6683111954459173,10.374193548387094,10.374193548387094,10.374193548387094,10.374193548387094,10.374193548387094,10.374193548387094,10.374193548387094,10.374193548387094,1,0.5845448567141136,0,null,null,null,null,18,64800,10.374193548387094,0,0,1.8923076923076922,1.5,0,6.6683111954459173,10.374193548387094,10.374193548387094,10.374193548387094,10.374193548387094,10.374193548387094,10.374193548387094,10.374193548387094,10.374193548387094,0,0.5845448567141136,0,null,null,null,null,18,64800,10.374193548387094,0,0,1.8923076923076922,1.5,0,6.6683111954459173,10.374193548387094,10.374193548387094,10.374193548387094,10.374193548387094,10.374193548387094,10.374193548387094,10.374193548387094,10.374193548387094,1,0.5845448567141136,0,null,null,null,null,18,64800,10.374193548387094,0,0,1.8923076923076922,1.5,0,6.6683111954459173,10.374193548387094,10.374193548387094,10.374193548387094,10.374193548387094,10.374193548387094,10.374193548387094,10.374193548387094,10.374193548387094,0,0.5845448567141136,0,null,null,null,null,18,64800,10.374193548387094,0,0,1.8923076923076922,1.5,0,6.6683111954459173,10.374193548387094,10.374193548387094,10.374193548387094,10.374193548387094,10.374193548387094,10.374193548387094,10.374193548387094,10.374193548387094,1,0.5845448567141136,0,null,null,null,null,18,64800,10.374193548387094,0,0,1.8923076923076922,1.5,0,6.6683111954459173,10.374193548387094,10.374193548387094,10.374193548387094,10.374193548387094,10.374193548387094,10.374193548387094,10.374193548387094,10.374193548387094,0,0.5845448567141136,0]
[null,null,19,68400,9.112903225806452,0,0,2.8384615384615381,1.5,0,5.4070208728652753,9.112903225806452,9.112903225806452,9.112903225806452,9.112903225806452,9.112903225806452,9.112903225806452,9.112903225806452,9.112903225806452,1,0.58892851567641735,0,null,null,null,null,19,68400,9.112903225806452,0,0,2.8384615384615381,1.5,0,5.4070208728652753,9.112903225806452,9.112903225806452,9.112903225806452,9.112903225806452,9.112903225806452,9.112903225806452,9.112903225806452,9.112903225806452,0,0.58892851567641735,0,null,null,null,null,19,68400,9.112903225806452,0,0,2.8384615384615381,1.5,0,5.4070208728652753,9.112903225806452,9.112903225806452,9.112903225806452,9.112903225806452,9.112903225806452,9.112903225806452,9.112903225806452,9.112903225806452,1,0.5845448567141136,0,null,null,null,null,19,68400,9.112903225806452,0,0,2.8384615384615381,1.5,0,5.4070208728652753,9.112903225806452,9.112903225806452,9.112903225806452,9.112903225806452,9.112903225806452,9.112903225806452,9.112903225806452,9.112903225806452,0,0.5845448567141136,0,null,null,null,null,19,68400,9.112903225806452,0,0,2.8384615384615381,1.5,0,5.4070208728652753,9.112903225806452,9.112903225806452,9.112903225806452,9.112903225806452,9.112903225806452,9.112903225806452,9.112903225806452,9.112903225806452,1,0.5845448567141136,0,null,null,null,null,19,68400,9.112903225806452,0,0,2.8384615384615381,1.5,0,5.4070208728652753,9.112903225806452,9.112903225806452,9.112903225806452,9.112903225806452,9.112903225806452,9.112903225806452,9.112903225806452,9.112903225806452,0,0.5845448567141136,0,null,null,null,null,19,68400,9.112903225806452,0,0,2.8384615384615381,1.5,0,5.4070208728652753,9.112903225806452,9.112903225806452,9.112903225806452,9.112903225806452,9.112903225806452,9.112903225806452,9.112903225806452,9.112903225806452,1,0.5845448567141136,0,null,null,null,null,19,68400,9.112903225806452,0,0,2.8384615384615381,1.5,0,5.4070208728652753,9.112903225806452,9.112903225806452,9.112903225806452,9.112903225806452,9.112903225806452,9.112903225806452,9.112903225806452,9.112903225806452,0,0.5845448567141136,0,null,null,null,null,19,68400,9.112903225806452,0,0,2.8384615384615381,1.5,0,5.4070208728652753,9.112903225806452,9.112903225806452,9.112903225806452,9.112903225806452,9.112903225806452,9.112903225806452,9.112903225806452,9.112903225806452,1,0.5845448567141136,0,null,null,null,null,19,68400,9.112903225806452,0,0,2.8384615384615381,1.5,0,5.4070208728652753,9.112903225806452,9.112903225806452,9.112903225806452,9.112903225806452,9.112903225806452,9.112903225806452,9.112903225806452,9.112903225806452,0,0.5845448567141136,0]
[null,null,20,72000,8.425806451612905,0,0,3.4061538461538463,1.5,0,4.7199240986717284,8.425806451612905,8.425806451612905,8.425806451612905,8.425806451612905,8.425806451612905,8.425806451612905,8.425806451612905,8.425806451612905,1,0.58892851567641735,0,null,null,null,null,20,72000,8.425806451612905,0,0,3.4061538461538463,1.5,0,4.7199240986717284,8.425806451612905,8.425806451612905,8.425806451612905,8.425806451612905,8.425806451612905,8.425806451612905,8.425806451612905,8.425806451612905,0,0.58892851567641735,0,null,null,null,null,20,72000,8.425806451612905,0,0,3.4061538461538463,1.5,0,4.7199240986717284,8.425806451612905,8.425806451612905,8.425806451612905,8.425806451612905,8.425806451612905,8.425806451612905,8.425806451612905,8.425806451612905,1,0.5845448567141136,0,null,null,null,null,20,72000,8.425806451612905,0,0,3.4061538461538463,1.5,0,4.7199240986717284,8.425806451612905,8.425806451612905,8.425806451612905,8.425806451612905,8.425806451612905,8.425806451612905,8.425806451612905,8.425806451612905,0,0.5845448567141136,0,null,null,null,null,20,72000,8.425806451612905,0,0,3.4061538461538463,1.5,0,4.7199240986717284,8.425806451612905,8.425806451612905,8.425806451612905,8.425806451612905,8.425806451612905,8.425806451612905,8.425806451612905,8.425806451612905,1,0.5845448567141136,0,null,null,null,null,20,72000,8.425806451612905,0,0,3.4061538461538463,1.5,0,4.7199240986717284,8.425806451612905,8.425806451612905,8.425806451612905,8.425806451612905,8.425806451612905,8.425806451612905,8.425806451612905,8.425806451612905,0,0.5845448567141136,0,null,null,null,null,20,72000,8.425806451612905,0,0,3.4061538461538463,1.5,0,4.7199240986717284,8.425806451612905,8.425806451612905,8.425806451612905,8.425806451612905,8.425806451612905,8.425806451612905,8.425806451612905,8.425806451612905,1,0.5845448567141136,0,null,null,null,null,20,72000,8.425806451612905,0,0,3.4061538461538463,1.5,0,4.7199240986717284,8.425806451612905,8.425806451612905,8.425806451612905,8.425806451612905,8.425806451612905,8.425806451612905,8.425806451612905,8.425806451612905,0,0.5845448567141136,0,null,null,null,null,20,72000,8.425806451612905,0,0,3.4061538461538463,1.5,0,4.7199240986717284,8.425806451612905,8.425806451612905,8.425806451612905,8.425806451612905,8.425806451612905,8.425806451612905,8.425806451612905,8.425806451612905,1,0.5845448567141136,0,null,null,null,null,20,72000,8.425806451612905,0,0,3.4061538461538463,1.5,0,4.7199240986717284,8.425806451612905,8.425806451612905,8.425806451612905,8.425806451612905,8.425806451612905,8.425806451612905,8.425806451612905,8.425806451612905,0,0.5845448567141136,0]
[null,null,21,75600,7.7548387096774185,0,0,3.7846153846153845,1.5,0,4.0489563567362419,7.7548387096774185,7.7548387096774185,7.7548387096774185,7.7548387096774185,7.7548387096774185,7.7548387096774185,7.7548387096774185,7.7548387096774185,1,0.58892851567641735,0,null,null,null,null,21,75600,7.7548387096774185,0,0,3.7846153846153845,1.5,0,4.0489563567362419,7.7548387096774185,7.7548387096774185,7.7548387096774185,7.7548387096774185,7.7548387096774185,7.7548387096774185,7.7548387096774185,7.7548387096774185,0,0.58892851567641735,0,null,null,null,null,21,75600,7.7548387096774185,0,0,3.7846153846153845,1.5,0,4.0489563567362419,7.7548387096774185,7.7548387096774185,7.7548387096774185,7.7548387096774185,7.7548387096774185,7.7548387096774185,7.7548387096774185,7.7548387096774185,1,0.5845448567141136,0,null,null,null,null,21,75600,7.7548387096774185,0,0,3.7846153846153845,1.5,0,4.0489563567362419,7.7548387096774185,7.7548387096774185,7.7548387096774185,7.7548387096774185,7.7548387096774185,7.7548387096774185,7.7548387096774185,7.7548387096774185,0,0.5845448567141136,0,null,null,null,null,21,75600,7.7548387096774185,0,0,3.7846153846153845,1.5,0,4.0489563567362419,7.7548387096774185,7.7548387096774185,7.7548387096774185,7.7548387096774185,7.7548387096774185,7.7548387096774185,7.7548387096774185,7.7548387096774185,1,0.5845448567141136,0,null,null,null,null,21,75600,7.7548387096774185,0,0,3.7846153846153845,1.5,0,4.0489563567362419,7.7548387096774185,7.7548387096774185,7.7548387096774185,7.7548387096774185,7.7548387096774185,7.7548387096774185,7.7548387096774185,7.7548387096774185,0,0.5845448567141136,0,null,null,null,null,21,75600,7.7548387096774185,0,0,3.7846153846153845,1.5,0,4.0489563567362419,7.7548387096774185,7.7548387096774185,7.7548387096774185,7.7548387096774185,7.7548387096774185,7.7548387096774185,7.7548387096774185,7.7548387096774185,1,0.5845448567141136,0,null,null,null,null,21,75600,7.7548387096774185,0,0,3.7846153846153845,1.5,0,4.0489563567362419,7.7548387096774185,7.7548387096774185,7.7548387096774185,7.7548387096774185,7.7548387096774185,7.7548387096774185,7.7548387096774185,7.7548387096774185,0,0.5845448567141136,0,null,null,null,null,21,75600,7.7548387096774185,0,0,3.7846153846153845,1.5,0,4.0489563567362419,7.7548387096774185,7.7548387096774185,7.7548387096774185,7.7548387096774185,7.7548387096774185,7.7548387096774185,7.7548387096774185,7.7548387096774185,1,0.5845448567141136,0,null,null,null,null,21,75600,7.7548387096774185,0,0,3.7846153846153845,1.5,0,4.0489563567362419,7.7548387096774185,7.7548387096774185,7.7548387096774185,7.7548387096774185,7.7548387096774185,7.7548387096774185,7.7548387096774185,7.7548387096774185,0,0.5845448567141136,0]
[null,null,22,79200,6.8967741935483859,0,0,3.1538461538461537,0,0,3.1908918406072093,6.8967741935483859,6.8967741935483859,6.8967741935483859,6.8967741935483859,6.8967741935483859,6.8967741935483859,6.8967741935483859,6.8967741935483859,2,0.58892851567641735,0,null,null,null,null,22,79200,6.8967741935483859,0,0,3.1538461538461537,0,0,3.1908918406072093,6.8967741935483859,6.8967741935483859,6.8967741935483859,6.8967741935483859,6.8967741935483859,6.8967741935483859,6.8967741935483859,6.8967741935483859,0,0.58892851567641735,0,null,null,null,null,22,79200,6.8967741935483859,0,0,3.1538461538461537,0,0,3.1908918406072093,6.8967741935483859,6.8967741935483859,6.8967741935483859,6.8967741935483859,6.8967741935483859,6.8967741935483859,6.8967741935483859,6.8967741935483859,2,0.5845448567141136,0,null,null,null,null,22,79200,6.8967741935483859,0,0,3.1538461538461537,0,0,3.1908918406072093,6.8967741935483859,6.8967741935483859,6.8967741935483859,6.8967741935483859,6.8967741935483859,6.8967741935483859,6.8967741935483859,6.8967741935483859,0,0.5845448567141136,0,null,null,null,null,22,79200,6.8967741935483859,0,0,3.1538461538461537,0,0,3.1908918406072093,6.8967741935483859,6.8967741935483859,6.8967741935483859,6.8967741935483859,6.8967741935483859,6.8967741935483859,6.8967741935483859,6.8967741935483859,2,0.5845448567141136,0,null,null,null,null,22,79200,6.8967741935483859,0,0,3.1538461538461537,0,0,3.1908918406072093,6.8967741935483859,6.8967741935483859,6.8967741935483859,6.8967741935483859,6.8967741935483859,6.8967741935483859,6.8967741935483859,6.8967741935483859,0,0.5845448567141136,0,null,null,null,null,22,79200,6.8967741935483859,0,0,3.1538461538461537,0,0,3.1908918406072093,6.8967741935483859,6.8967741935483859,6.8967741935483859,6.8967741935483859,6.8967741935483859,6.8967741935483859,6.8967741935483859,6.8967741935483859,2,0.5845448567141136,0,null,null,null,null,22,79200,6.8967741935483859,0,0,3.1538461538461537,0,0,3.1908918406072093,6.8967741935483859,6.8967741935483859,6.8967741935483859,6.8967741935483859,6.8967741935483859,6.8967741935483859,6.8967741935483859,6.8967741935483859,0,0.5845448567141136,0,null,null,null,null,22,79200,6.8967741935483859,0,0,3.1538461538461537,0,0,3.1908918406072093,6.8967741935483859,6.8967741935483859,6.8967741935483859,6.8967741935483859,6.8967741935483859,6.8967741935483859,6.8967741935483859,6.8967741935483859,2,0.5845448567141136,0,null,null,null,null,22,79200,6.8967741935483859,0,0,3.1538461538461537,0,0,3.1908918406072093,6.8967741935483859,6.8967741935483859,6.8967741935483859,6.8967741935483859,6.8967741935483859,6.8967741935483859,6.8967741935483859,6.8967741935483859,0,0.5845448567141136,0]
[null,null,23,82800,6.5419354838709678,0,0,3.1538461538461537,0,0,2.8360531309297912,6.5419354838709678,6.5419354838709678,6.5419354838709678,6.5419354838709678,6.5419354838709678,6.5419354838709678,6.5419354838709678,6.5419354838709678,2,0.58892851567641735,0,null,null,null,null,23,82800,6.5419354838709678,0,0,3.1538461538461537,0,0,2.8360531309297912,6.5419354838709678,6.5419354838709678,6.5419354838709678,6.5419354838709678,6.5419354838709678,6.5419354838709678,6.5419354838709678,6.5419354838709678,0,0.58892851567641735,0,null,null,null,null,23,82800,6.5419354838709678,0,0,3.1538461538461537,0,0,2.8360531309297912,6.5419354838709678,6.5419354838709678,6.5419354838709678,6.5419354838709678,6.5419354838709678,6.5419354838709678,6.5419354838709678,6.5419354838709678,2,0.5845448567141136,0,null,null,null,null,23,82800,6.5419354838709678,0,0,3.1538461538461537,0,0,2.8360531309297912,6.5419354838709678,6.5419354838709678,6.5419354838709678,6.5419354838709678,6.5419354838709678,6.5419354838709678,6.5419354838709678,6.5419354838709678,0,0.5845448567141136,0,null,null,null,null,23,82800,6.5419354838709678,0,0,3.1538461538461537,0,0,2.8360531309297912,6.5419354838709678,6.5419354838709678,6.5419354838709678,6.5419354838709678,6.5419354838709678,6.5419354838709678,6.5419354838709678,6.5419354838709678,2,0.5845448567141136,0,null,null,null,null,23,82800,6.5419354838709678,0,0,3.1538461538461537,0,0,2.8360531309297912,6.5419354838709678,6.5419354838709678,6.5419354838709678,6.5419354838709678,6.5419354838709678,6.5419354838709678,6.5419354838709678,6.5419354838709678,0,0.5845448567141136,0,null,null,null,null,23,82800,6.5419354838709678,0,0,3.1538461538461537,0,0,2.8360531309297912,6.5419354838709678,6.5419354838709678,6.5419354838709678,6.5419354838709678,6.5419354838709678,6.5419354838709678,6.5419354838709678,6.5419354838709678,2,0.5845448567141136,0,null,null,null,null,23,82800,6.5419354838709678,0,0,3.1538461538461537,0,0,2.8360531309297912,6.5419354838709678,6.5419354838709678,6.5419354838709678,6.5419354838709678,6.5419354838709678,6.5419354838709678,6.5419354838709678,6.5419354838709678,0,0.5845448567141136,0,null,null,null,null,23,82800,6.5419354838709678,0,0,3.1538461538461537,0,0,2.8360531309297912,6.5419354838709678,6.5419354838709678,6.5419354838709678,6.5419354838709678,6.5419354838709678,6.5419354838709678,6.5419354838709678,6.5419354838709678,2,0.5845448567141136,0,null,null,null,null,23,82800,6.5419354838709678,0,0,3.1538461538461537,0,0,2.8360531309297912,6.5419354838709678,6.5419354838709678,6.5419354838709678,6.5419354838709678,6.5419354838709678,6.5419354838709678,6.5419354838709678,6.5419354838709678,0,0.5845448567141136,0]
[null,null,24,86400,4.6645161290322577,0,0,3.1538461538461537,0,0,0.95863377609108102,4.6645161290322577,4.6645161290322577,4.6645161290322577,4.6645161290322577,4.6645161290322577,4.6645161290322577,4.6645161290322577,4.6645161290322577,2,0.58892851567641735,0,null,null,null,null,24,86400,4.6645161290322577,0,0,3.1538461538461537,0,0,0.95863377609108102,4.6645161290322577,4.6645161290322577,4.6645161290322577,4.6645161290322577,4.6645161290322577,4.6645161290322577,4.6645161290322577,4.6645161290322577,0,0.58892851567641735,0,null,null,null,null,24,86400,4.6645161290322577,0,0,3.1538461538461537,0,0,0.95863377609108102,4.6645161290322577,4.6645161290322577,4.6645161290322577,4.6645161290322577,4.6645161290322577,4.6645161290322577,4.6645161290322577,4.6645161290322577,2,0.5845448567141136,0,null,null,null,null,24,86400,4.6645161290322577,0,0,3.1538461538461537,0,0,0.95863377609108102,4.6645161290322577,4.6645161290322577,4.6645161290322577,4.6645161290322577,4.6645161290322577,4.6645161290322577,4.6645161290322577,4.6645161290322577,0,0.5845448567141136,0,null,null,null,null,24,86400,4.6645161290322577,0,0,3.1538461538461537,0,0,0.95863377609108102,4.6645161290322577,4.6645161290322577,4.6645161290322577,4.6645161290322577,4.6645161290322577,4.6645161290322577,4.6645161290322577,4.6645161290322577,2,0.5845448567141136,0,null,null,null,null,24,86400,4.6645161290322577,0,0,3.1538461538461537,0,0,0.95863377609108102,4.6645161290322577,4.6645161290322577,4.6645161290322577,4.6645161290322577,4.6645161290322577,4.6645161290322577,4.6645161290322577,4.6645161290322577,0,0.5845448567141136,0,null,null,null,null,24,86400,4.6645161290322577,0,0,3.1538461538461537,0,0,0.95863377609108102,4.6645161290322577,4.6645161290322577,4.6645161290322577,4.6645161290322577,4.6645161290322577,4.6645161290322577,4.6645161290322577,4.6645161290322577,2,0.5845448567141136,0,null,null,null,null,24,86400,4.6645161290322577,0,0,3.1538461538461537,0,0,0.95863377609108102,4.6645161290322577,4.6645161290322577,4.6645161290322577,4.6645161290322577,4.6645161290322577,4.6645161290322577,4.6645161290322577,4.6645161290322577,0,0.5845448567141136,0,null,null,null,null,24,86400,4.6645161290322577,0,0,3.1538461538461537,0,0,0.95863377609108102,4.6645161290322577,4.6645161290322577,4.6645161290322577,4.6645161290322577,4.6645161290322577,4.6645161290322577,4.6645161290322577,4.6645161290322577,2,0.5845448567141136,0,null,null,null,null,24,86400,4.6645161290322577,0,0,3.1538461538461537,0,0,0.95863377609108102,4.6645161290322577,4.6645161290322577,4.6645161290322577,4.6645161290322577,4.6645161290322577,4.6645161290322577,4.6645161290322577,4.6645161290322577,0,0.5845448567141136,0]
[null,null,null,"Valor Variable",null,null,null,null,null,null,null,null,null,null,null,null,null,null,null,null,null,null,null,null,null,null,null,"Valor Variable",null,null,null,null,null,null,null,null,null,null,null,null,null,null,null,null,null,null,null,null,null,null,null,"Valor Variable",null,null,null,null,null,null,null,null,null,null,null,null,null,null,null,null,null,null,null,null,null,null,null,"Valor Variable",null,null,null,null,null,null,null,null,null,null,null,null,null,null,null,null,null,null,null,null,null,null,null,"Valor Variable",null,null,null,null,null,null,null,null,null,null,null,null,null,null,null,null,null,null,null,null,null,null,null,"Valor Variable",null,null,null,null,null,null,null,null,null,null,null,null,null,null,null,null,null,null,null,null,null,null,null,"Valor Variable",null,null,null,null,null,null,null,null,null,null,null,null,null,null,null,null,null,null,null,null,null,null,null,"Valor Variable",null,null,null,null,null,null,null,null,null,null,null,null,null,null,null,null,null,null,null,null,null,null,null,"Valor Variable",null,null,null,null,null,null,null,null,null,null,null,null,null,null,null,null,null,null,null,null,null,null,null,"Valor Variable"]
[]
[]
[]
[]
[null,null,null,null,null,"Rad Ventanas: Sol Incidente*FS*FAV*FAR [W]",null,null,null,null,null,null,null,null,null,null,null,null,null,null,null,null,null,null,null,null,null,null,null,"Rad Ventanas: Sol Incidente*FS*FAV*FAR [W]",null,null,null,null,null,null,null,null,null,null,null,null,null,null,null,null,null,null,null,null,null,null,null,"Rad Ventanas: Sol Incidente*FS*FAV*FAR [W]",null,null,null,null,null,null,null,null,null,null,null,null,null,null,null,null,null,null,null,null,null,null,null,"Rad Ventanas: Sol Incidente*FS*FAV*FAR [W]",null,null,null,null,null,null,null,null,null,null,null,null,null,null,null,null,null,null,null,null,null,null,null,"Rad Ventanas: Sol Incidente*FS*FAV*FAR [W]",null,null,null,null,null,null,null,null,null,null,null,null,null,null,null,null,null,null,null,null,null,null,null,"Rad Ventanas: Sol Incidente*FS*FAV*FAR [W]",null,null,null,null,null,null,null,null,null,null,null,null,null,null,null,null,null,null,null,null,null,null,null,"Rad Ventanas: Sol Incidente*FS*FAV*FAR [W]",null,null,null,null,null,null,null,null,null,null,null,null,null,null,null,null,null,null,null,null,null,null,null,"Rad Ventanas: Sol Incidente*FS*FAV*FAR [W]",null,null,null,null,null,null,null,null,null,null,null,null,null,null,null,null,null,null,null,null,null,null,null,"Rad Ventanas: Sol Incidente*FS*FAV*FAR [W]",null,null,null,null,null,null,null,null,null,null,null,null,null,null,null,null,null,null,null,null,null,null,null,"Rad Ventanas: Sol Incidente*FS*FAV*FAR [W]"]
[null,"Mes","Tiempo [hrs]","Tiempo [s]","T° exterior","Difuso","Directo","Qgen Pers [W/m2]","Qgen Ilum [W/m2]","Qgen Equip [W/m2]","TsolH","TsolN","TsolNE","TsolE","TsolSE","TsolS","TsolSO","TsolO","TsolNO","Clima [0, 1 o 2]","N [RAH]","G total [W/m2]",null,null,null,"Mes","Tiempo [hrs]","Tiempo [s]","T° exterior","Difuso","Directo","Qgen Pers [W/m2]","Qgen Ilum [W/m2]","Qgen Equip [W/m2]","TsolH","TsolN","TsolNE","TsolE","TsolSE","TsolS","TsolSO","TsolO","TsolNO","Clima [0, 1 o 2]","N [RAH]","G total [W/m2]",null,null,null,"Mes","Tiempo [hrs]","Tiempo [s]","T° exterior","Difuso","Directo","Qgen Pers [W/m2]","Qgen Ilum [W/m2]","Qgen Equip [W/m2]","TsolH","TsolN","TsolNE","TsolE","TsolSE","TsolS","TsolSO","TsolO","TsolNO","Clima [0, 1 o 2]","N [RAH]","G total [W/m2]",null,null,null,"Mes","Tiempo [hrs]","Tiempo [s]","T° exterior","Difuso","Directo","Qgen Pers [W/m2]","Qgen Ilum [W/m2]","Qgen Equip [W/m2]","TsolH","TsolN","TsolNE","TsolE","TsolSE","TsolS","TsolSO","TsolO","TsolNO","Clima [0, 1 o 2]","N [RAH]","G total [W/m2]",null,null,null,"Mes","Tiempo [hrs]","Tiempo [s]","T° exterior","Difuso","Directo","Qgen Pers [W/m2]","Qgen Ilum [W/m2]","Qgen Equip [W/m2]","TsolH","TsolN","TsolNE","TsolE","TsolSE","TsolS","TsolSO","TsolO","TsolNO","Clima [0, 1 o 2]","N [RAH]","G total [W/m2]",null,null,null,"Mes","Tiempo [hrs]","Tiempo [s]","T° exterior","Difuso","Directo","Qgen Pers [W/m2]","Qgen Ilum [W/m2]","Qgen Equip [W/m2]","TsolH","TsolN","TsolNE","TsolE","TsolSE","TsolS","TsolSO","TsolO","TsolNO","Clima [0, 1 o 2]","N [RAH]","G total [W/m2]",null,null,null,"Mes","Tiempo [hrs]","Tiempo [s]","T° exterior","Difuso","Directo","Qgen Pers [W/m2]","Qgen Ilum [W/m2]","Qgen Equip [W/m2]","TsolH","TsolN","TsolNE","TsolE","TsolSE","TsolS","TsolSO","TsolO","TsolNO","Clima [0, 1 o 2]","N [RAH]","G total [W/m2]",null,null,null,"Mes","Tiempo [hrs]","Tiempo [s]","T° exterior","Difuso","Directo","Qgen Pers [W/m2]","Qgen Ilum [W/m2]","Qgen Equip [W/m2]","TsolH","TsolN","TsolNE","TsolE","TsolSE","TsolS","TsolSO","TsolO","TsolNO","Clima [0, 1 o 2]","N [RAH]","G total [W/m2]",null,null,null,"Mes","Tiempo [hrs]","Tiempo [s]","T° exterior","Difuso","Directo","Qgen Pers [W/m2]","Qgen Ilum [W/m2]","Qgen Equip [W/m2]","TsolH","TsolN","TsolNE","TsolE","TsolSE","TsolS","TsolSO","TsolO","TsolNO","Clima [0, 1 o 2]","N [RAH]","G total [W/m2]",null,null,null,"Mes","Tiempo [hrs]","Tiempo [s]","T° exterior","Difuso","Directo","Qgen Pers [W/m2]","Qgen Ilum [W/m2]","Qgen Equip [W/m2]","TsolH","TsolN","TsolNE","TsolE","TsolSE","TsolS","TsolSO","TsolO","TsolNO","Clima [0, 1 o 2]","N [RAH]","G total [W/m2]"]
[null,"Agosto",0,0,6.3709677419354849,0,0,3.1538461538461537,0,0,2.6650853889943082,6.3709677419354849,6.3709677419354849,6.3709677419354849,6.3709677419354849,6.3709677419354849,6.3709677419354849,6.3709677419354849,6.3709677419354849,2,0.58892851567641735,0,null,null,null,"Agosto",0,0,6.3709677419354849,0,0,3.1538461538461537,0,0,2.6650853889943082,6.3709677419354849,6.3709677419354849,6.3709677419354849,6.3709677419354849,6.3709677419354849,6.3709677419354849,6.3709677419354849,6.3709677419354849,0,0.58892851567641735,0,null,null,null,"Agosto",0,0,6.3709677419354849,0,0,3.1538461538461537,0,0,2.6650853889943082,6.3709677419354849,6.3709677419354849,6.3709677419354849,6.3709677419354849,6.3709677419354849,6.3709677419354849,6.3709677419354849,6.3709677419354849,2,0.5845448567141136,0,null,null,null,"Agosto",0,0,6.3709677419354849,0,0,3.1538461538461537,0,0,2.6650853889943082,6.3709677419354849,6.3709677419354849,6.3709677419354849,6.3709677419354849,6.3709677419354849,6.3709677419354849,6.3709677419354849,6.3709677419354849,0,0.5845448567141136,0,null,null,null,"Agosto",0,0,6.3709677419354849,0,0,3.1538461538461537,0,0,2.6650853889943082,6.3709677419354849,6.3709677419354849,6.3709677419354849,6.3709677419354849,6.3709677419354849,6.3709677419354849,6.3709677419354849,6.3709677419354849,2,0.5845448567141136,0,null,null,null,"Agosto",0,0,6.3709677419354849,0,0,3.1538461538461537,0,0,2.6650853889943082,6.3709677419354849,6.3709677419354849,6.3709677419354849,6.3709677419354849,6.3709677419354849,6.3709677419354849,6.3709677419354849,6.3709677419354849,0,0.5845448567141136,0,null,null,null,"Agosto",0,0,6.3709677419354849,0,0,3.1538461538461537,0,0,2.6650853889943082,6.3709677419354849,6.3709677419354849,6.3709677419354849,6.3709677419354849,6.3709677419354849,6.3709677419354849,6.3709677419354849,6.3709677419354849,2,0.5845448567141136,0,null,null,null,"Agosto",0,0,6.3709677419354849,0,0,3.1538461538461537,0,0,2.6650853889943082,6.3709677419354849,6.3709677419354849,6.3709677419354849,6.3709677419354849,6.3709677419354849,6.3709677419354849,6.3709677419354849,6.3709677419354849,0,0.5845448567141136,0,null,null,null,"Agosto",0,0,6.3709677419354849,0,0,3.1538461538461537,0,0,2.6650853889943082,6.3709677419354849,6.3709677419354849,6.3709677419354849,6.3709677419354849,6.3709677419354849,6.3709677419354849,6.3709677419354849,6.3709677419354849,2,0.5845448567141136,0,null,null,null,"Agosto",0,0,6.3709677419354849,0,0,3.1538461538461537,0,0,2.6650853889943082,6.3709677419354849,6.3709677419354849,6.3709677419354849,6.3709677419354849,6.3709677419354849,6.3709677419354849,6.3709677419354849,6.3709677419354849,0,0.5845448567141136,0]
[null,8,1,3600,6.0096774193548379,0,0,3.1538461538461537,0,0,2.3037950664136613,6.0096774193548379,6.0096774193548379,6.0096774193548379,6.0096774193548379,6.0096774193548379,6.0096774193548379,6.0096774193548379,6.0096774193548379,2,0.58892851567641735,0,null,null,null,8,1,3600,6.0096774193548379,0,0,3.1538461538461537,0,0,2.3037950664136613,6.0096774193548379,6.0096774193548379,6.0096774193548379,6.0096774193548379,6.0096774193548379,6.0096774193548379,6.0096774193548379,6.0096774193548379,0,0.58892851567641735,0,null,null,null,8,1,3600,6.0096774193548379,0,0,3.1538461538461537,0,0,2.3037950664136613,6.0096774193548379,6.0096774193548379,6.0096774193548379,6.0096774193548379,6.0096774193548379,6.0096774193548379,6.0096774193548379,6.0096774193548379,2,0.5845448567141136,0,null,null,null,8,1,3600,6.0096774193548379,0,0,3.1538461538461537,0,0,2.3037950664136613,6.0096774193548379,6.0096774193548379,6.0096774193548379,6.0096774193548379,6.0096774193548379,6.0096774193548379,6.0096774193548379,6.0096774193548379,0,0.5845448567141136,0,null,null,null,8,1,3600,6.0096774193548379,0,0,3.1538461538461537,0,0,2.3037950664136613,6.0096774193548379,6.0096774193548379,6.0096774193548379,6.0096774193548379,6.0096774193548379,6.0096774193548379,6.0096774193548379,6.0096774193548379,2,0.5845448567141136,0,null,null,null,8,1,3600,6.0096774193548379,0,0,3.1538461538461537,0,0,2.3037950664136613,6.0096774193548379,6.0096774193548379,6.0096774193548379,6.0096774193548379,6.0096774193548379,6.0096774193548379,6.0096774193548379,6.0096774193548379,0,0.5845448567141136,0,null,null,null,8,1,3600,6.0096774193548379,0,0,3.1538461538461537,0,0,2.3037950664136613,6.0096774193548379,6.0096774193548379,6.0096774193548379,6.0096774193548379,6.0096774193548379,6.0096774193548379,6.0096774193548379,6.0096774193548379,2,0.5845448567141136,0,null,null,null,8,1,3600,6.0096774193548379,0,0,3.1538461538461537,0,0,2.3037950664136613,6.0096774193548379,6.0096774193548379,6.0096774193548379,6.0096774193548379,6.0096774193548379,6.0096774193548379,6.0096774193548379,6.0096774193548379,0,0.5845448567141136,0,null,null,null,8,1,3600,6.0096774193548379,0,0,3.1538461538461537,0,0,2.3037950664136613,6.0096774193548379,6.0096774193548379,6.0096774193548379,6.0096774193548379,6.0096774193548379,6.0096774193548379,6.0096774193548379,6.0096774193548379,2,0.5845448567141136,0,null,null,null,8,1,3600,6.0096774193548379,0,0,3.1538461538461537,0,0,2.3037950664136613,6.0096774193548379,6.0096774193548379,6.0096774193548379,6.0096774193548379,6.0096774193548379,6.0096774193548379,6.0096774193548379,6.0096774193548379,0,0.5845448567141136,0]
[null,"Tmax Dia",2,7200,5.3419354838709676,0,0,3.1538461538461537,0,0,1.636053130929791,5.3419354838709676,5.3419354838709676,5.3419354838709676,5.3419354838709676,5.3419354838709676,5.3419354838709676,5.3419354838709676,5.3419354838709676,2,0.58892851567641735,0,null,null,null,"Tmax Dia",2,7200,5.3419354838709676,0,0,3.1538461538461537,0,0,1.636053130929791,5.3419354838709676,5.3419354838709676,5.3419354838709676,5.3419354838709676,5.3419354838709676,5.3419354838709676,5.3419354838709676,5.3419354838709676,0,0.58892851567641735,0,null,null,null,"Tmax Dia",2,7200,5.3419354838709676,0,0,3.1538461538461537,0,0,1.636053130929791,5.3419354838709676,5.3419354838709676,5.3419354838709676,5.3419354838709676,5.3419354838709676,5.3419354838709676,5.3419354838709676,5.3419354838709676,2,0.5845448567141136,0,null,null,null,"Tmax Dia",2,7200,5.3419354838709676,0,0,3.1538461538461537,0,0,1.636053130929791,5.3419354838709676,5.3419354838709676,5.3419354838709676,5.3419354838709676,5.3419354838709676,5.3419354838709676,5.3419354838709676,5.3419354838709676,0,0.5845448567141136,0,null,null,null,"Tmax Dia",2,7200,5.3419354838709676,0,0,3.1538461538461537,0,0,1.636053130929791,5.3419354838709676,5.3419354838709676,5.3419354838709676,5.3419354838709676,5.3419354838709676,5.3419354838709676,5.3419354838709676,5.3419354838709676,2,0.5845448567141136,0,null,null,null,"Tmax Dia",2,7200,5.3419354838709676,0,0,3.1538461538461537,0,0,1.636053130929791,5.3419354838709676,5.3419354838709676,5.3419354838709676,5.3419354838709676,5.3419354838709676,5.3419354838709676,5.3419354838709676,5.3419354838709676,0,0.5845448567141136,0,null,null,null,"Tmax Dia",2,7200,5.3419354838709676,0,0,3.1538461538461537,0,0,1.636053130929791,5.3419354838709676,5.3419354838709676,5.3419354838709676,5.3419354838709676,5.3419354838709676,5.3419354838709676,5.3419354838709676,5.3419354838709676,2,0.5845448567141136,0,null,null,null,"Tmax Dia",2,7200,5.3419354838709676,0,0,3.1538461538461537,0,0,1.636053130929791,5.3419354838709676,5.3419354838709676,5.3419354838709676,5.3419354838709676,5.3419354838709676,5.3419354838709676,5.3419354838709676,5.3419354838709676,0,0.5845448567141136,0,null,null,null,"Tmax Dia",2,7200,5.3419354838709676,0,0,3.1538461538461537,0,0,1.636053130929791,5.3419354838709676,5.3419354838709676,5.3419354838709676,5.3419354838709676,5.3419354838709676,5.3419354838709676,5.3419354838709676,5.3419354838709676,2,0.5845448567141136,0,null,null,null,"Tmax Dia",2,7200,5.3419354838709676,0,0,3.1538461538461537,0,0,1.636053130929791,5.3419354838709676,5.3419354838709676,5.3419354838709676,5.3419354838709676,5.3419354838709676,5.3419354838709676,5.3419354838709676,5.3419354838709676,0,0.5845448567141136,0]
[null,23.778217741935482,3,10800,4.7645161290322573,0,0,3.1538461538461537,0,0,1.0586337760910807,4.7645161290322573,4.7645161290322573,4.7645161290322573,4.7645161290322573,4.7645161290322573,4.7645161290322573,4.7645161290322573,4.7645161290322573,2,0.58892851567641735,0,null,null,null,23.778217741935482,3,10800,4.7645161290322573,0,0,3.1538461538461537,0,0,1.0586337760910807,4.7645161290322573,4.7645161290322573,4.7645161290322573,4.7645161290322573,4.7645161290322573,4.7645161290322573,4.7645161290322573,4.7645161290322573,0,0.58892851567641735,0,null,null,null,23.778217741935482,3,10800,4.7645161290322573,0,0,3.1538461538461537,0,0,1.0586337760910807,4.7645161290322573,4.7645161290322573,4.7645161290322573,4.7645161290322573,4.7645161290322573,4.7645161290322573,4.7645161290322573,4.7645161290322573,2,0.5845448567141136,0,null,null,null,23.778217741935482,3,10800,4.7645161290322573,0,0,3.1538461538461537,0,0,1.0586337760910807,4.7645161290322573,4.7645161290322573,4.7645161290322573,4.7645161290322573,4.7645161290322573,4.7645161290322573,4.7645161290322573,4.7645161290322573,0,0.5845448567141136,0,null,null,null,23.778217741935482,3,10800,4.7645161290322573,0,0,3.1538461538461537,0,0,1.0586337760910807,4.7645161290322573,4.7645161290322573,4.7645161290322573,4.7645161290322573,4.7645161290322573,4.7645161290322573,4.7645161290322573,4.7645161290322573,2,0.5845448567141136,0,null,null,null,23.778217741935482,3,10800,4.7645161290322573,0,0,3.1538461538461537,0,0,1.0586337760910807,4.7645161290322573,4.7645161290322573,4.7645161290322573,4.7645161290322573,4.7645161290322573,4.7645161290322573,4.7645161290322573,4.7645161290322573,0,0.5845448567141136,0,null,null,null,23.778217741935482,3,10800,4.7645161290322573,0,0,3.1538461538461537,0,0,1.0586337760910807,4.7645161290322573,4.7645161290322573,4.7645161290322573,4.7645161290322573,4.7645161290322573,4.7645161290322573,4.7645161290322573,4.7645161290322573,2,0.5845448567141136,0,null,null,null,23.778217741935482,3,10800,4.7645161290322573,0,0,3.1538461538461537,0,0,1.0586337760910807,4.7645161290322573,4.7645161290322573,4.7645161290322573,4.7645161290322573,4.7645161290322573,4.7645161290322573,4.7645161290322573,4.7645161290322573,0,0.5845448567141136,0,null,null,null,23.778217741935482,3,10800,4.7645161290322573,0,0,3.1538461538461537,0,0,1.0586337760910807,4.7645161290322573,4.7645161290322573,4.7645161290322573,4.7645161290322573,4.7645161290322573,4.7645161290322573,4.7645161290322573,4.7645161290322573,2,0.5845448567141136,0,null,null,null,23.778217741935482,3,10800,4.7645161290322573,0,0,3.1538461538461537,0,0,1.0586337760910807,4.7645161290322573,4.7645161290322573,4.7645161290322573,4.7645161290322573,4.7645161290322573,4.7645161290322573,4.7645161290322573,4.7645161290322573,0,0.5845448567141136,0]
[null,"Tmin Dia",4,14400,4.8322580645161297,0,0,3.1538461538461537,0,0,1.1263757115749531,4.8322580645161297,4.8322580645161297,4.8322580645161297,4.8322580645161297,4.8322580645161297,4.8322580645161297,4.8322580645161297,4.8322580645161297,2,0.58892851567641735,0,null,null,null,"Tmin Dia",4,14400,4.8322580645161297,0,0,3.1538461538461537,0,0,1.1263757115749531,4.8322580645161297,4.8322580645161297,4.8322580645161297,4.8322580645161297,4.8322580645161297,4.8322580645161297,4.8322580645161297,4.8322580645161297,0,0.58892851567641735,0,null,null,null,"Tmin Dia",4,14400,4.8322580645161297,0,0,3.1538461538461537,0,0,1.1263757115749531,4.8322580645161297,4.8322580645161297,4.8322580645161297,4.8322580645161297,4.8322580645161297,4.8322580645161297,4.8322580645161297,4.8322580645161297,2,0.5845448567141136,0,null,null,null,"Tmin Dia",4,14400,4.8322580645161297,0,0,3.1538461538461537,0,0,1.1263757115749531,4.8322580645161297,4.8322580645161297,4.8322580645161297,4.8322580645161297,4.8322580645161297,4.8322580645161297,4.8322580645161297,4.8322580645161297,0,0.5845448567141136,0,null,null,null,"Tmin Dia",4,14400,4.8322580645161297,0,0,3.1538461538461537,0,0,1.1263757115749531,4.8322580645161297,4.8322580645161297,4.8322580645161297,4.8322580645161297,4.8322580645161297,4.8322580645161297,4.8322580645161297,4.8322580645161297,2,0.5845448567141136,0,null,null,null,"Tmin Dia",4,14400,4.8322580645161297,0,0,3.1538461538461537,0,0,1.1263757115749531,4.8322580645161297,4.8322580645161297,4.8322580645161297,4.8322580645161297,4.8322580645161297,4.8322580645161297,4.8322580645161297,4.8322580645161297,0,0.5845448567141136,0,null,null,null,"Tmin Dia",4,14400,4.8322580645161297,0,0,3.1538461538461537,0,0,1.1263757115749531,4.8322580645161297,4.8322580645161297,4.8322580645161297,4.8322580645161297,4.8322580645161297,4.8322580645161297,4.8322580645161297,4.8322580645161297,2,0.5845448567141136,0,null,null,null,"Tmin Dia",4,14400,4.8322580645161297,0,0,3.1538461538461537,0,0,1.1263757115749531,4.8322580645161297,4.8322580645161297,4.8322580645161297,4.8322580645161297,4.8322580645161297,4.8322580645161297,4.8322580645161297,4.8322580645161297,0,0.5845448567141136,0,null,null,null,"Tmin Dia",4,14400,4.8322580645161297,0,0,3.1538461538461537,0,0,1.1263757115749531,4.8322580645161297,4.8322580645161297,4.8322580645161297,4.8322580645161297,4.8322580645161297,4.8322580645161297,4.8322580645161297,4.8322580645161297,2,0.5845448567141136,0,null,null,null,"Tmin Dia",4,14400,4.8322580645161297,0,0,3.1538461538461537,0,0,1.1263757115749531,4.8322580645161297,4.8322580645161297,4.8322580645161297,4.8322580645161297,4.8322580645161297,4.8322580645161297,4.8322580645161297,4.8322580645161297,0,0.5845448567141136,0]
[null,18.778217741935482,5,18000,4.4774193548387098,0,0,3.1538461538461537,0,0,0.77153700189753316,4.4774193548387098,4.4774193548387098,4.4774193548387098,4.4774193548387098,4.4774193548387098,4.4774193548387098,4.4774193548387098,4.4774193548387098,2,0.58892851567641735,0,null,null,null,18.778217741935482,5,18000,4.4774193548387098,0,0,3.1538461538461537,0,0,0.77153700189753316,4.4774193548387098,4.4774193548387098,4.4774193548387098,4.4774193548387098,4.4774193548387098,4.4774193548387098,4.4774193548387098,4.4774193548387098,0,0.58892851567641735,0,null,null,null,18.778217741935482,5,18000,4.4774193548387098,0,0,3.1538461538461537,0,0,0.77153700189753316,4.4774193548387098,4.4774193548387098,4.4774193548387098,4.4774193548387098,4.4774193548387098,4.4774193548387098,4.4774193548387098,4.4774193548387098,2,0.5845448567141136,0,null,null,null,18.778217741935482,5,18000,4.4774193548387098,0,0,3.1538461538461537,0,0,0.77153700189753316,4.4774193548387098,4.4774193548387098,4.4774193548387098,4.4774193548387098,4.4774193548387098,4.4774193548387098,4.4774193548387098,4.4774193548387098,0,0.5845448567141136,0,null,null,null,18.778217741935482,5,18000,4.4774193548387098,0,0,3.1538461538461537,0,0,0.77153700189753316,4.4774193548387098,4.4774193548387098,4.4774193548387098,4.4774193548387098,4.4774193548387098,4.4774193548387098,4.4774193548387098,4.4774193548387098,2,0.5845448567141136,0,null,null,null,18.778217741935482,5,18000,4.4774193548387098,0,0,3.1538461538461537,0,0,0.77153700189753316,4.4774193548387098,4.4774193548387098,4.4774193548387098,4.4774193548387098,4.4774193548387098,4.4774193548387098,4.4774193548387098,4.4774193548387098,0,0.5845448567141136,0,null,null,null,18.778217741935482,5,18000,4.4774193548387098,0,0,3.1538461538461537,0,0,0.77153700189753316,4.4774193548387098,4.4774193548387098,4.4774193548387098,4.4774193548387098,4.4774193548387098,4.4774193548387098,4.4774193548387098,4.4774193548387098,2,0.5845448567141136,0,null,null,null,18.778217741935482,5,18000,4.4774193548387098,0,0,3.1538461538461537,0,0,0.77153700189753316,4.4774193548387098,4.4774193548387098,4.4774193548387098,4.4774193548387098,4.4774193548387098,4.4774193548387098,4.4774193548387098,4.4774193548387098,0,0.5845448567141136,0,null,null,null,18.778217741935482,5,18000,4.4774193548387098,0,0,3.1538461538461537,0,0,0.77153700189753316,4.4774193548387098,4.4774193548387098,4.4774193548387098,4.4774193548387098,4.4774193548387098,4.4774193548387098,4.4774193548387098,4.4774193548387098,2,0.5845448567141136,0,null,null,null,18.778217741935482,5,18000,4.4774193548387098,0,0,3.1538461538461537,0,0,0.77153700189753316,4.4774193548387098,4.4774193548387098,4.4774193548387098,4.4774193548387098,4.4774193548387098,4.4774193548387098,4.4774193548387098,4.4774193548387098,0,0.5845448567141136,0]
[null,"Tmax Noche",6,21600,5.1193548387096772,15.141173524816264,0,2.523076923076923,0,0,1.5306040480708409,5.3171179571215115,5.2869790724867771,5.2361364071143255,5.1865284478890503,5.1750593214665574,5.1865284478890503,5.2361364071143255,5.2869790724867771,2,0.58892851567641735,4.3100358422939067,null,null,null,"Tmax Noche",6,21600,5.1193548387096772,15.141173524816264,0,2.523076923076923,0,0,1.5306040480708409,5.3171179571215115,5.2869790724867771,5.2361364071143255,5.1865284478890503,5.1750593214665574,5.1865284478890503,5.2361364071143255,5.2869790724867771,0,0.58892851567641735,4.3100358422939067,null,null,null,"Tmax Noche",6,21600,5.1193548387096772,15.141173524816264,0,2.523076923076923,0,0,1.5909445498629555,5.3171179571215115,5.2869790724867771,5.2361364071143255,5.1865284478890503,5.1750593214665574,5.1865284478890503,5.2361364071143255,5.2869790724867771,2,0.5845448567141136,4.3100358422939067,null,null,null,"Tmax Noche",6,21600,5.1193548387096772,15.141173524816264,0,2.523076923076923,0,0,1.5909445498629555,5.3171179571215115,5.2869790724867771,5.2361364071143255,5.1865284478890503,5.1750593214665574,5.1865284478890503,5.2361364071143255,5.2869790724867771,0,0.5845448567141136,4.3100358422939067,null,null,null,"Tmax Noche",6,21600,5.1193548387096772,15.141173524816264,0,2.523076923076923,0,0,1.5909445498629555,5.3171179571215115,5.2869790724867771,5.2361364071143255,5.1865284478890503,5.1750593214665574,5.1865284478890503,5.2361364071143255,5.2869790724867771,2,0.5845448567141136,4.3100358422939067,null,null,null,"Tmax Noche",6,21600,5.1193548387096772,15.141173524816264,0,2.523076923076923,0,0,1.5909445498629555,5.3171179571215115,5.2869790724867771,5.2361364071143255,5.1865284478890503,5.1750593214665574,5.1865284478890503,5.2361364071143255,5.2869790724867771,0,0.5845448567141136,4.3100358422939067,null,null,null,"Tmax Noche",6,21600,5.1193548387096772,15.141173524816264,0,2.523076923076923,0,0,1.5909445498629555,5.3171179571215115,5.2869790724867771,5.2361364071143255,5.1865284478890503,5.1750593214665574,5.1865284478890503,5.2361364071143255,5.2869790724867771,2,0.5845448567141136,4.3100358422939067,null,null,null,"Tmax Noche",6,21600,5.1193548387096772,15.141173524816264,0,2.523076923076923,0,0,1.5909445498629555,5.3171179571215115,5.2869790724867771,5.2361364071143255,5.1865284478890503,5.1750593214665574,5.1865284478890503,5.2361364071143255,5.2869790724867771,0,0.5845448567141136,4.3100358422939067,null,null,null,"Tmax Noche",6,21600,5.1193548387096772,15.141173524816264,0,2.523076923076923,0,0,1.5909445498629555,5.3171179571215115,5.2869790724867771,5.2361364071143255,5.1865284478890503,5.1750593214665574,5.1865284478890503,5.2361364071143255,5.2869790724867771,2,0.5845448567141136,4.3100358422939067,null,null,null,"Tmax Noche",6,21600,5.1193548387096772,15.141173524816264,0,2.523076923076923,0,0,1.5909445498629555,5.3171179571215115,5.2869790724867771,5.2361364071143255,5.1865284478890503,5.1750593214665574,5.1865284478890503,5.2361364071143255,5.2869790724867771,0,0.5845448567141136,4.3100358422939067]
[null,23.778217741935482,7,25200,6.6354838709677413,190.54023838340996,48.600517302862748,3.0276923076923077,0,0,4.7352783048703353,9.6841606340108761,9.2195456037269885,8.4357652217379471,7.6710188232859364,7.4942130594131964,7.6710188232859364,8.4357652217379471,9.2195456037269885,1,0.58892851567641735,66.442652329749109,null,null,null,23.778217741935482,7,25200,6.6354838709677413,190.54023838340996,48.600517302862748,3.0276923076923077,0,0,4.7352783048703353,9.6841606340108761,9.2195456037269885,8.4357652217379471,7.6710188232859364,7.4942130594131964,7.6710188232859364,8.4357652217379471,9.2195456037269885,0,0.58892851567641735,66.442652329749109,null,null,null,23.778217741935482,7,25200,6.6354838709677413,190.54023838340996,48.600517302862748,3.0276923076923077,0,0,5.6654754374868217,9.6841606340108761,9.2195456037269885,8.4357652217379471,7.6710188232859364,7.4942130594131964,7.6710188232859364,8.4357652217379471,9.2195456037269885,1,0.5845448567141136,66.442652329749109,null,null,null,23.778217741935482,7,25200,6.6354838709677413,190.54023838340996,48.600517302862748,3.0276923076923077,0,0,5.6654754374868217,9.6841606340108761,9.2195456037269885,8.4357652217379471,7.6710188232859364,7.4942130594131964,7.6710188232859364,8.4357652217379471,9.2195456037269885,0,0.5845448567141136,66.442652329749109,null,null,null,23.778217741935482,7,25200,6.6354838709677413,190.54023838340996,19.476134695172359,3.0276923076923077,0,0,5.6654754374868217,9.6841606340108761,9.2195456037269885,8.4357652217379471,7.6710188232859364,7.4942130594131964,7.6710188232859364,8.4357652217379471,9.2195456037269885,1,0.5845448567141136,66.442652329749109,null,null,null,23.778217741935482,7,25200,6.6354838709677413,190.54023838340996,19.476134695172359,3.0276923076923077,0,0,5.6654754374868217,9.6841606340108761,9.2195456037269885,8.4357652217379471,7.6710188232859364,7.4942130594131964,7.6710188232859364,8.4357652217379471,9.2195456037269885,0,0.5845448567141136,66.442652329749109,null,null,null,23.778217741935482,7,25200,6.6354838709677413,190.54023838340996,0,3.0276923076923077,0,0,5.6654754374868217,9.6841606340108761,9.2195456037269885,8.4357652217379471,7.6710188232859364,7.4942130594131964,7.6710188232859364,8.4357652217379471,9.2195456037269885,1,0.5845448567141136,66.442652329749109,null,null,null,23.778217741935482,7,25200,6.6354838709677413,190.54023838340996,0,3.0276923076923077,0,0,5.6654754374868217,9.6841606340108761,9.2195456037269885,8.4357652217379471,7.6710188232859364,7.4942130594131964,7.6710188232859364,8.4357652217379471,9.2195456037269885,0,0.5845448567141136,66.442652329749109,null,null,null,23.778217741935482,7,25200,6.6354838709677413,190.54023838340996,48.600517302862734,3.0276923076923077,0,0,5.6654754374868217,9.6841606340108761,9.2195456037269885,8.4357652217379471,7.6710188232859364,7.4942130594131964,7.6710188232859364,8.4357652217379471,9.2195456037269885,1,0.5845448567141136,66.442652329749109,null,null,null,23.778217741935482,7,25200,6.6354838709677413,190.54023838340996,48.600517302862734,3.0276923076923077,0,0,5.6654754374868217,9.6841606340108761,9.2195456037269885,8.4357652217379471,7.6710188232859364,7.4942130594131964,7.6710188232859364,8.4357652217379471,9.2195456037269885,0,0.5845448567141136,66.442652329749109]
[null,"Tmin Noche",8,28800,8.0838709677419338,425.67570557295267,251.76469900882023,1.5138461538461538,0,0,9.6058064516128994,16.910437757898379,15.565278557610512,13.296067871091196,11.081964609868299,10.570074368624876,11.081964609868299,13.296067871091196,15.56527855761051,1,0.58892851567641735,192.36559139784944,null,null,null,"Tmin Noche",8,28800,8.0838709677419338,425.67570557295267,251.76469900882023,1.5138461538461538,0,0,9.6058064516128994,16.910437757898379,15.565278557610512,13.296067871091196,11.081964609868299,10.570074368624876,11.081964609868299,13.296067871091196,15.56527855761051,0,0.58892851567641735,192.36559139784944,null,null,null,"Tmin Noche",8,28800,8.0838709677419338,425.67570557295267,251.76469900882023,1.5138461538461538,0,0,12.29892473118279,16.910437757898379,15.565278557610512,13.296067871091196,11.081964609868299,10.570074368624876,11.081964609868299,13.296067871091196,15.56527855761051,1,0.5845448567141136,192.36559139784944,null,null,null,"Tmin Noche",8,28800,8.0838709677419338,425.67570557295267,251.76469900882023,1.5138461538461538,0,0,12.29892473118279,16.910437757898379,15.565278557610512,13.296067871091196,11.081964609868299,10.570074368624876,11.081964609868299,13.296067871091196,15.56527855761051,0,0.5845448567141136,192.36559139784944,null,null,null,"Tmin Noche",8,28800,8.0838709677419338,425.67570557295267,100.89199583677025,1.5138461538461538,0,0,12.29892473118279,16.910437757898379,15.565278557610512,13.296067871091196,11.081964609868299,10.570074368624876,11.081964609868299,13.296067871091196,15.56527855761051,1,0.5845448567141136,192.36559139784944,null,null,null,"Tmin Noche",8,28800,8.0838709677419338,425.67570557295267,100.89199583677025,1.5138461538461538,0,0,12.29892473118279,16.910437757898379,15.565278557610512,13.296067871091196,11.081964609868299,10.570074368624876,11.081964609868299,13.296067871091196,15.56527855761051,0,0.5845448567141136,192.36559139784944,null,null,null,"Tmin Noche",8,28800,8.0838709677419338,425.67570557295267,0,1.5138461538461538,0,0,12.29892473118279,16.910437757898379,15.565278557610512,13.296067871091196,11.081964609868299,10.570074368624876,11.081964609868299,13.296067871091196,15.56527855761051,1,0.5845448567141136,192.36559139784944,null,null,null,"Tmin Noche",8,28800,8.0838709677419338,425.67570557295267,0,1.5138461538461538,0,0,12.29892473118279,16.910437757898379,15.565278557610512,13.296067871091196,11.081964609868299,10.570074368624876,11.081964609868299,13.296067871091196,15.56527855761051,0,0.5845448567141136,192.36559139784944,null,null,null,"Tmin Noche",8,28800,8.0838709677419338,425.67570557295267,251.76469900882017,1.5138461538461538,0,0,12.29892473118279,16.910437757898379,15.565278557610512,13.296067871091196,11.081964609868299,10.570074368624876,11.081964609868299,13.296067871091196,15.56527855761051,1,0.5845448567141136,192.36559139784944,null,null,null,"Tmin Noche",8,28800,8.0838709677419338,425.67570557295267,251.76469900882017,1.5138461538461538,0,0,12.29892473118279,16.910437757898379,15.565278557610512,13.296067871091196,11.081964609868299,10.570074368624876,11.081964609868299,13.296067871091196,15.56527855761051,0,0.5845448567141136,192.36559139784944]
[null,17,9,32400,10.219354838709675,518.21246192921501,465.3850016248885,0.94615384615384612,0,0,14.202514231499045,23.201414015120598,21.222962284680435,17.885421413297571,14.628932198041703,13.876047235899861,14.628932198041703,17.885421413297571,21.222962284680435,1,0.58892851567641735,282.93010752688167,null,null,null,17,9,32400,10.219354838709675,518.21246192921501,465.3850016248885,0.94615384615384612,0,0,14.202514231499045,23.201414015120598,21.222962284680435,17.885421413297571,14.628932198041703,13.876047235899861,14.628932198041703,17.885421413297571,21.222962284680435,0,0.58892851567641735,282.93010752688167,null,null,null,17,9,32400,10.219354838709675,518.21246192921501,465.3850016248885,0.94615384615384612,0,0,18.163535736875392,23.201414015120598,21.222962284680435,17.885421413297571,14.628932198041703,13.876047235899861,14.628932198041703,17.885421413297571,21.222962284680435,1,0.5845448567141136,282.93010752688167,null,null,null,17,9,32400,10.219354838709675,518.21246192921501,465.3850016248885,0.94615384615384612,0,0,18.163535736875392,23.201414015120598,21.222962284680435,17.885421413297571,14.628932198041703,13.876047235899861,14.628932198041703,17.885421413297571,21.222962284680435,0,0.5845448567141136,282.93010752688167,null,null,null,17,9,32400,10.219354838709675,518.21246192921501,186.49803499571885,0.94615384615384612,0,0,18.163535736875392,23.201414015120598,21.222962284680435,17.885421413297571,14.628932198041703,13.876047235899861,14.628932198041703,17.885421413297571,21.222962284680435,1,0.5845448567141136,282.93010752688167,null,null,null,17,9,32400,10.219354838709675,518.21246192921501,186.49803499571885,0.94615384615384612,0,0,18.163535736875392,23.201414015120598,21.222962284680435,17.885421413297571,14.628932198041703,13.876047235899861,14.628932198041703,17.885421413297571,21.222962284680435,0,0.5845448567141136,282.93010752688167,null,null,null,17,9,32400,10.219354838709675,518.21246192921501,0,0.94615384615384612,0,0,18.163535736875392,23.201414015120598,21.222962284680435,17.885421413297571,14.628932198041703,13.876047235899861,14.628932198041703,17.885421413297571,21.222962284680435,1,0.5845448567141136,282.93010752688167,null,null,null,17,9,32400,10.219354838709675,518.21246192921501,0,0.94615384615384612,0,0,18.163535736875392,23.201414015120598,21.222962284680435,17.885421413297571,14.628932198041703,13.876047235899861,14.628932198041703,17.885421413297571,21.222962284680435,0,0.5845448567141136,282.93010752688167,null,null,null,17,9,32400,10.219354838709675,518.21246192921501,465.38500162488845,0.94615384615384612,0,0,18.163535736875392,23.201414015120598,21.222962284680435,17.885421413297571,14.628932198041703,13.876047235899861,14.628932198041703,17.885421413297571,21.222962284680435,1,0.5845448567141136,282.93010752688167,null,null,null,17,9,32400,10.219354838709675,518.21246192921501,465.38500162488845,0.94615384615384612,0,0,18.163535736875392,23.201414015120598,21.222962284680435,17.885421413297571,14.628932198041703,13.876047235899861,14.628932198041703,17.885421413297571,21.222962284680435,0,0.5845448567141136,282.93010752688167]
[null,"Tsuelo",10,36000,12.02903225806452,644.3778640791063,497.07464181335388,0.94615384615384612,0,0,17.203719165085392,27.022848063143016,24.737806805638925,20.883066013949602,17.121936997260732,16.252381690866791,17.121936997260732,20.883066013949602,24.737806805638922,1,0.58892851567641735,326.77419354838707,null,null,null,"Tsuelo",10,36000,12.02903225806452,644.3778640791063,497.07464181335388,0.94615384615384612,0,0,17.203719165085392,27.022848063143016,24.737806805638925,20.883066013949602,17.121936997260732,16.252381690866791,17.121936997260732,20.883066013949602,24.737806805638922,0,0.58892851567641735,326.77419354838707,null,null,null,"Tsuelo",10,36000,12.02903225806452,644.3778640791063,497.07464181335388,0.94615384615384612,0,0,21.778557874762811,27.022848063143016,24.737806805638925,20.883066013949602,17.121936997260732,16.252381690866791,17.121936997260732,20.883066013949602,24.737806805638922,1,0.5845448567141136,326.77419354838707,null,null,null,"Tsuelo",10,36000,12.02903225806452,644.3778640791063,497.07464181335388,0.94615384615384612,0,0,21.778557874762811,27.022848063143016,24.737806805638925,20.883066013949602,17.121936997260732,16.252381690866791,17.121936997260732,20.883066013949602,24.737806805638922,0,0.5845448567141136,326.77419354838707,null,null,null,"Tsuelo",10,36000,12.02903225806452,644.3778640791063,199.19731753433791,0.94615384615384612,0,0,21.778557874762811,27.022848063143016,24.737806805638925,20.883066013949602,17.121936997260732,16.252381690866791,17.121936997260732,20.883066013949602,24.737806805638922,1,0.5845448567141136,326.77419354838707,null,null,null,"Tsuelo",10,36000,12.02903225806452,644.3778640791063,199.19731753433791,0.94615384615384612,0,0,21.778557874762811,27.022848063143016,24.737806805638925,20.883066013949602,17.121936997260732,16.252381690866791,17.121936997260732,20.883066013949602,24.737806805638922,0,0.5845448567141136,326.77419354838707,null,null,null,"Tsuelo",10,36000,12.02903225806452,644.3778640791063,0,0.94615384615384612,0,0,21.778557874762811,27.022848063143016,24.737806805638925,20.883066013949602,17.121936997260732,16.252381690866791,17.121936997260732,20.883066013949602,24.737806805638922,1,0.5845448567141136,326.77419354838707,null,null,null,"Tsuelo",10,36000,12.02903225806452,644.3778640791063,0,0.94615384615384612,0,0,21.778557874762811,27.022848063143016,24.737806805638925,20.883066013949602,17.121936997260732,16.252381690866791,17.121936997260732,20.883066013949602,24.737806805638922,0,0.5845448567141136,326.77419354838707,null,null,null,"Tsuelo",10,36000,12.02903225806452,644.3778640791063,497.07464181335371,0.94615384615384612,0,0,21.778557874762811,27.022848063143016,24.737806805638925,20.883066013949602,17.121936997260732,16.252381690866791,17.121936997260732,20.883066013949602,24.737806805638922,1,0.5845448567141136,326.77419354838707,null,null,null,"Tsuelo",10,36000,12.02903225806452,644.3778640791063,497.07464181335371,0.94615384615384612,0,0,21.778557874762811,27.022848063143016,24.737806805638925,20.883066013949602,17.121936997260732,16.252381690866791,17.121936997260732,20.883066013949602,24.737806805638922,0,0.5845448567141136,326.77419354838707]
[null,9.3263440860215052,11,39600,13.435483870967742,667.5037702504884,698.69085031194845,0.94615384615384612,0,0,20.46114168247944,31.554450326874402,28.793139501576938,24.134957754594467,19.589899220085815,18.539103103011268,19.589899220085815,24.134957754594467,28.793139501576938,1,0.58892851567641735,394.88351254480273,null,null,null,9.3263440860215052,11,39600,13.435483870967742,667.5037702504884,698.69085031194845,0.94615384615384612,0,0,20.46114168247944,31.554450326874402,28.793139501576938,24.134957754594467,19.589899220085815,18.539103103011268,19.589899220085815,24.134957754594467,28.793139501576938,0,0.58892851567641735,394.88351254480273,null,null,null,9.3263440860215052,11,39600,13.435483870967742,667.5037702504884,698.69085031194845,0.94615384615384612,0,0,25.98951085810668,31.554450326874402,28.793139501576938,24.134957754594467,19.589899220085815,18.539103103011268,19.589899220085815,24.134957754594467,28.793139501576938,1,0.5845448567141136,394.88351254480273,null,null,null,9.3263440860215052,11,39600,13.435483870967742,667.5037702504884,698.69085031194845,0.94615384615384612,0,0,25.98951085810668,31.554450326874402,28.793139501576938,24.134957754594467,19.589899220085815,18.539103103011268,19.589899220085815,24.134957754594467,28.793139501576938,0,0.5845448567141136,394.88351254480273,null,null,null,9.3263440860215052,11,39600,13.435483870967742,667.5037702504884,279.99284505884191,0.94615384615384612,0,0,25.98951085810668,31.554450326874402,28.793139501576938,24.134957754594467,19.589899220085815,18.539103103011268,19.589899220085815,24.134957754594467,28.793139501576938,1,0.5845448567141136,394.88351254480273,null,null,null,9.3263440860215052,11,39600,13.435483870967742,667.5037702504884,279.99284505884191,0.94615384615384612,0,0,25.98951085810668,31.554450326874402,28.793139501576938,24.134957754594467,19.589899220085815,18.539103103011268,19.589899220085815,24.134957754594467,28.793139501576938,0,0.5845448567141136,394.88351254480273,null,null,null,9.3263440860215052,11,39600,13.435483870967742,667.5037702504884,0,0.94615384615384612,0,0,25.98951085810668,31.554450326874402,28.793139501576938,24.134957754594467,19.589899220085815,18.539103103011268,19.589899220085815,24.134957754594467,28.793139501576938,1,0.5845448567141136,394.88351254480273,null,null,null,9.3263440860215052,11,39600,13.435483870967742,667.5037702504884,0,0.94615384615384612,0,0,25.98951085810668,31.554450326874402,28.793139501576938,24.134957754594467,19.589899220085815,18.539103103011268,19.589899220085815,24.134957754594467,28.793139501576938,0,0.5845448567141136,394.88351254480273,null,null,null,9.3263440860215052,11,39600,13.435483870967742,667.5037702504884,698.69085031194822,0.94615384615384612,0,0,25.98951085810668,31.554450326874402,28.793139501576938,24.134957754594467,19.589899220085815,18.539103103011268,19.589899220085815,24.134957754594467,28.793139501576938,1,0.5845448567141136,394.88351254480273,null,null,null,9.3263440860215052,11,39600,13.435483870967742,667.5037702504884,698.69085031194822,0.94615384615384612,0,0,25.98951085810668,31.554450326874402,28.793139501576938,24.134957754594467,19.589899220085815,18.539103103011268,19.589899220085815,24.134957754594467,28.793139501576938,0,0.5845448567141136,394.88351254480273]
[null,"Infil RAH",12,43200,13.890322580645163,736.0200653255871,536.73780437181961,0.94615384615384612,0,0,20.069272612270712,30.579720714892893,28.036274550458149,23.745618681854086,19.559160717462444,18.591271362489788,19.559160717462444,23.745618681854086,28.036274550458145,1,0.58892851567641735,363.72759856630807,null,null,null,"Infil RAH",12,43200,13.890322580645163,736.0200653255871,536.73780437181961,0.94615384615384612,0,0,20.069272612270712,30.579720714892893,28.036274550458149,23.745618681854086,19.559160717462444,18.591271362489788,19.559160717462444,23.745618681854086,28.036274550458145,0,0.58892851567641735,363.72759856630807,null,null,null,"Infil RAH",12,43200,13.890322580645163,736.0200653255871,536.73780437181961,0.94615384615384612,0,0,25.161458992199027,30.579720714892893,28.036274550458149,23.745618681854086,19.559160717462444,18.591271362489788,19.559160717462444,23.745618681854086,28.036274550458145,1,0.5845448567141136,363.72759856630807,null,null,null,"Infil RAH",12,43200,13.890322580645163,736.0200653255871,536.73780437181961,0.94615384615384612,0,0,25.161458992199027,30.579720714892893,28.036274550458149,23.745618681854086,19.559160717462444,18.591271362489788,19.559160717462444,23.745618681854086,28.036274550458145,0,0.5845448567141136,363.72759856630807,null,null,null,"Infil RAH",12,43200,13.890322580645163,736.0200653255871,0,0.94615384615384612,0,0,25.161458992199027,30.579720714892893,28.036274550458149,23.745618681854086,19.559160717462444,18.591271362489788,19.559160717462444,23.745618681854086,28.036274550458145,1,0.5845448567141136,363.72759856630807,null,null,null,"Infil RAH",12,43200,13.890322580645163,736.0200653255871,0,0.94615384615384612,0,0,25.161458992199027,30.579720714892893,28.036274550458149,23.745618681854086,19.559160717462444,18.591271362489788,19.559160717462444,23.745618681854086,28.036274550458145,0,0.5845448567141136,363.72759856630807,null,null,null,"Infil RAH",12,43200,13.890322580645163,736.0200653255871,0,0.94615384615384612,0,0,25.161458992199027,30.579720714892893,28.036274550458149,23.745618681854086,19.559160717462444,18.591271362489788,19.559160717462444,23.745618681854086,28.036274550458145,1,0.5845448567141136,363.72759856630807,null,null,null,"Infil RAH",12,43200,13.890322580645163,736.0200653255871,0,0.94615384615384612,0,0,25.161458992199027,30.579720714892893,28.036274550458149,23.745618681854086,19.559160717462444,18.591271362489788,19.559160717462444,23.745618681854086,28.036274550458145,0,0.5845448567141136,363.72759856630807,null,null,null,"Infil RAH",12,43200,13.890322580645163,736.0200653255871,536.73780437181938,0.94615384615384612,0,0,25.161458992199027,30.579720714892893,28.036274550458149,23.745618681854086,19.559160717462444,18.591271362489788,19.559160717462444,23.745618681854086,28.036274550458145,1,0.5845448567141136,363.72759856630807,null,null,null,"Infil RAH",12,43200,13.890322580645163,736.0200653255871,536.73780437181938,0.94615384615384612,0,0,25.161458992199027,30.579720714892893,28.036274550458149,23.745618681854086,19.559160717462444,18.591271362489788,19.559160717462444,23.745618681854086,28.036274550458145,0,0.5845448567141136,363.72759856630807]
[null,0.21328302278512112,13,46800,14.574193548387095,678.53661660445766,529.99097775105008,0.94615384615384612,0,0,20.274389626818465,30.455270911745714,28.035011955610109,23.952166232790326,19.96847177741509,19.047460390314829,19.96847177741509,23.952166232790326,28.035011955610109,1,0.58892851567641735,346.11111111111109,null,null,null,0.21328302278512112,13,46800,14.574193548387095,678.53661660445766,529.99097775105008,0.94615384615384612,0,0,20.274389626818465,30.455270911745714,28.035011955610109,23.952166232790326,19.96847177741509,19.047460390314829,19.96847177741509,23.952166232790326,28.035011955610109,0,0.58892851567641735,346.11111111111109,null,null,null,0.21766668174742482,13,46800,14.574193548387095,678.53661660445766,529.99097775105008,0.94615384615384612,0,0,25.119945182374021,30.455270911745714,28.035011955610109,23.952166232790326,19.96847177741509,19.047460390314829,19.96847177741509,23.952166232790326,28.035011955610109,1,0.5845448567141136,346.11111111111109,null,null,null,0.21766668174742482,13,46800,14.574193548387095,678.53661660445766,529.99097775105008,0.94615384615384612,0,0,25.119945182374021,30.455270911745714,28.035011955610109,23.952166232790326,19.96847177741509,19.047460390314829,19.96847177741509,23.952166232790326,28.035011955610109,0,0.5845448567141136,346.11111111111109,null,null,null,0.21766668174742482,13,46800,14.574193548387095,678.53661660445766,0,0.94615384615384612,0,0,25.119945182374021,30.455270911745714,28.035011955610109,23.952166232790326,19.96847177741509,19.047460390314829,19.96847177741509,23.952166232790326,28.035011955610109,1,0.5845448567141136,346.11111111111109,null,null,null,0.21766668174742482,13,46800,14.574193548387095,678.53661660445766,0,0.94615384615384612,0,0,25.119945182374021,30.455270911745714,28.035011955610109,23.952166232790326,19.96847177741509,19.047460390314829,19.96847177741509,23.952166232790326,28.035011955610109,0,0.5845448567141136,346.11111111111109,null,null,null,0.21766668174742482,13,46800,14.574193548387095,678.53661660445766,212.38818520348411,0.94615384615384612,0,0,25.119945182374021,30.455270911745714,28.035011955610109,23.952166232790326,19.96847177741509,19.047460390314829,19.96847177741509,23.952166232790326,28.035011955610109,1,0.5845448567141136,346.11111111111109,null,null,null,0.21766668174742482,13,46800,14.574193548387095,678.53661660445766,212.38818520348411,0.94615384615384612,0,0,25.119945182374021,30.455270911745714,28.035011955610109,23.952166232790326,19.96847177741509,19.047460390314829,19.96847177741509,23.952166232790326,28.035011955610109,0,0.5845448567141136,346.11111111111109,null,null,null,0.21766668174742482,13,46800,14.574193548387095,678.53661660445766,529.99097775104985,0.94615384615384612,0,0,25.119945182374021,30.455270911745714,28.035011955610109,23.952166232790326,19.96847177741509,19.047460390314829,19.96847177741509,23.952166232790326,28.035011955610109,1,0.5845448567141136,346.11111111111109,null,null,null,0.21766668174742482,13,46800,14.574193548387095,678.53661660445766,529.99097775104985,0.94615384615384612,0,0,25.119945182374021,30.455270911745714,28.035011955610109,23.952166232790326,19.96847177741509,19.047460390314829,19.96847177741509,23.952166232790326,28.035011955610109,0,0.5845448567141136,346.11111111111109]
[null,"Cat Mes",14,50400,15.287096774193547,589.31302732145934,356.73480669300824,0.94615384615384612,0,0,18.886960784313722,27.622005953971986,25.742179180735711,22.571013268388686,19.476858622406382,18.761504647767666,19.476858622406382,22.571013268388686,25.742179180735711,1,0.58892851567641735,268.82616487455198,null,null,null,"Cat Mes",14,50400,15.287096774193547,589.31302732145934,356.73480669300824,0.94615384615384612,0,0,18.886960784313722,27.622005953971986,25.742179180735711,22.571013268388686,19.476858622406382,18.761504647767666,19.476858622406382,22.571013268388686,25.742179180735711,0,0.58892851567641735,268.82616487455198,null,null,null,"Cat Mes",14,50400,15.287096774193547,589.31302732145934,356.73480669300824,0.94615384615384612,0,0,22.65052709255745,27.622005953971986,25.742179180735711,22.571013268388686,19.476858622406382,18.761504647767666,19.476858622406382,22.571013268388686,25.742179180735711,1,0.5845448567141136,268.82616487455198,null,null,null,"Cat Mes",14,50400,15.287096774193547,589.31302732145934,356.73480669300824,0.94615384615384612,0,0,22.65052709255745,27.622005953971986,25.742179180735711,22.571013268388686,19.476858622406382,18.761504647767666,19.476858622406382,22.571013268388686,25.742179180735711,0,0.5845448567141136,268.82616487455198,null,null,null,"Cat Mes",14,50400,15.287096774193547,589.31302732145934,0,0.94615384615384612,0,0,22.65052709255745,27.622005953971986,25.742179180735711,22.571013268388686,19.476858622406382,18.761504647767666,19.476858622406382,22.571013268388686,25.742179180735711,1,0.5845448567141136,268.82616487455198,null,null,null,"Cat Mes",14,50400,15.287096774193547,589.31302732145934,0,0.94615384615384612,0,0,22.65052709255745,27.622005953971986,25.742179180735711,22.571013268388686,19.476858622406382,18.761504647767666,19.476858622406382,22.571013268388686,25.742179180735711,0,0.5845448567141136,268.82616487455198,null,null,null,"Cat Mes",14,50400,15.287096774193547,589.31302732145934,142.95763772045385,0.94615384615384612,0,0,22.65052709255745,27.622005953971986,25.742179180735711,22.571013268388686,19.476858622406382,18.761504647767666,19.476858622406382,22.571013268388686,25.742179180735711,1,0.5845448567141136,268.82616487455198,null,null,null,"Cat Mes",14,50400,15.287096774193547,589.31302732145934,142.95763772045385,0.94615384615384612,0,0,22.65052709255745,27.622005953971986,25.742179180735711,22.571013268388686,19.476858622406382,18.761504647767666,19.476858622406382,22.571013268388686,25.742179180735711,0,0.5845448567141136,268.82616487455198,null,null,null,"Cat Mes",14,50400,15.287096774193547,589.31302732145934,356.73480669300812,0.94615384615384612,0,0,22.65052709255745,27.622005953971986,25.742179180735711,22.571013268388686,19.476858622406382,18.761504647767666,19.476858622406382,22.571013268388686,25.742179180735711,1,0.5845448567141136,268.82616487455198,null,null,null,"Cat Mes",14,50400,15.287096774193547,589.31302732145934,356.73480669300812,0.94615384615384612,0,0,22.65052709255745,27.622005953971986,25.742179180735711,22.571013268388686,19.476858622406382,18.761504647767666,19.476858622406382,22.571013268388686,25.742179180735711,0,0.5845448567141136,268.82616487455198]
[null,"i",15,54000,14.587096774193546,425.60944223148744,203.48545916408941,0.94615384615384612,0,0,15.706012017710307,22.733210423036923,21.491751543061916,19.397477678146359,17.354062925276537,16.881635062888058,17.354062925276537,19.397477678146359,21.491751543061913,1,0.58892851567641735,177.53584229390682,null,null,null,"i",15,54000,14.587096774193546,425.60944223148744,203.48545916408941,0.94615384615384612,0,0,15.706012017710307,22.733210423036923,21.491751543061916,19.397477678146359,17.354062925276537,16.881635062888058,17.354062925276537,19.397477678146359,21.491751543061913,0,0.58892851567641735,177.53584229390682,null,null,null,"i",15,54000,14.587096774193546,425.60944223148744,203.48545916408941,0.94615384615384612,0,0,18.191513809825,22.733210423036923,21.491751543061916,19.397477678146359,17.354062925276537,16.881635062888058,17.354062925276537,19.397477678146359,21.491751543061913,1,0.5845448567141136,177.53584229390682,null,null,null,"i",15,54000,14.587096774193546,425.60944223148744,203.48545916408941,0.94615384615384612,0,0,18.191513809825,22.733210423036923,21.491751543061916,19.397477678146359,17.354062925276537,16.881635062888058,17.354062925276537,19.397477678146359,21.491751543061913,0,0.5845448567141136,177.53584229390682,null,null,null,"i",15,54000,14.587096774193546,425.60944223148744,0,0.94615384615384612,0,0,18.191513809825,22.733210423036923,21.491751543061916,19.397477678146359,17.354062925276537,16.881635062888058,17.354062925276537,19.397477678146359,21.491751543061913,1,0.5845448567141136,177.53584229390682,null,null,null,"i",15,54000,14.587096774193546,425.60944223148744,0,0.94615384615384612,0,0,18.191513809825,22.733210423036923,21.491751543061916,19.397477678146359,17.354062925276537,16.881635062888058,17.354062925276537,19.397477678146359,21.491751543061913,0,0.5845448567141136,177.53584229390682,null,null,null,"i",15,54000,14.587096774193546,425.60944223148744,81.544609628164565,0.94615384615384612,0,0,18.191513809825,22.733210423036923,21.491751543061916,19.397477678146359,17.354062925276537,16.881635062888058,17.354062925276537,19.397477678146359,21.491751543061913,1,0.5845448567141136,177.53584229390682,null,null,null,"i",15,54000,14.587096774193546,425.60944223148744,81.544609628164565,0.94615384615384612,0,0,18.191513809825,22.733210423036923,21.491751543061916,19.397477678146359,17.354062925276537,16.881635062888058,17.354062925276537,19.397477678146359,21.491751543061913,0,0.5845448567141136,177.53584229390682,null,null,null,"i",15,54000,14.587096774193546,425.60944223148744,203.48545916408935,0.94615384615384612,0,0,18.191513809825,22.733210423036923,21.491751543061916,19.397477678146359,17.354062925276537,16.881635062888058,17.354062925276537,19.397477678146359,21.491751543061913,1,0.5845448567141136,177.53584229390682,null,null,null,"i",15,54000,14.587096774193546,425.60944223148744,203.48545916408935,0.94615384615384612,0,0,18.191513809825,22.733210423036923,21.491751543061916,19.397477678146359,17.354062925276537,16.881635062888058,17.354062925276537,19.397477678146359,21.491751543061913,0,0.5845448567141136,177.53584229390682]
[null,null,16,57600,13.370967741935484,207.70244382291719,53.536507341434735,1.1353846153846152,0,0,11.638058191018342,16.70210450986205,16.194442881357656,15.33804522055183,14.502445042499478,14.309258218642844,14.502445042499478,15.33804522055183,16.194442881357656,1,0.58892851567641735,72.598566308243718,null,null,null,null,16,57600,13.370967741935484,207.70244382291719,53.536507341434735,1.1353846153846152,0,0,11.638058191018342,16.70210450986205,16.194442881357656,15.33804522055183,14.502445042499478,14.309258218642844,14.502445042499478,15.33804522055183,16.194442881357656,0,0.58892851567641735,72.598566308243718,null,null,null,null,16,57600,13.370967741935484,207.70244382291719,53.536507341434735,1.1353846153846152,0,0,12.654438119333754,16.70210450986205,16.194442881357656,15.33804522055183,14.502445042499478,14.309258218642844,14.502445042499478,15.33804522055183,16.194442881357656,1,0.5845448567141136,72.598566308243718,null,null,null,null,16,57600,13.370967741935484,207.70244382291719,53.536507341434735,1.1353846153846152,0,0,12.654438119333754,16.70210450986205,16.194442881357656,15.33804522055183,14.502445042499478,14.309258218642844,14.502445042499478,15.33804522055183,16.194442881357656,0,0.5845448567141136,72.598566308243718,null,null,null,null,16,57600,13.370967741935484,207.70244382291719,0,1.1353846153846152,0,0,12.654438119333754,16.70210450986205,16.194442881357656,15.33804522055183,14.502445042499478,14.309258218642844,14.502445042499478,15.33804522055183,16.194442881357656,1,0.5845448567141136,72.598566308243718,null,null,null,null,16,57600,13.370967741935484,207.70244382291719,0,1.1353846153846152,0,0,12.654438119333754,16.70210450986205,16.194442881357656,15.33804522055183,14.502445042499478,14.309258218642844,14.502445042499478,15.33804522055183,16.194442881357656,0,0.5845448567141136,72.598566308243718,null,null,null,null,16,57600,13.370967741935484,207.70244382291719,21.454179625150797,1.1353846153846152,0,0,12.654438119333754,16.70210450986205,16.194442881357656,15.33804522055183,14.502445042499478,14.309258218642844,14.502445042499478,15.33804522055183,16.194442881357656,1,0.5845448567141136,72.598566308243718,null,null,null,null,16,57600,13.370967741935484,207.70244382291719,21.454179625150797,1.1353846153846152,0,0,12.654438119333754,16.70210450986205,16.194442881357656,15.33804522055183,14.502445042499478,14.309258218642844,14.502445042499478,15.33804522055183,16.194442881357656,0,0.5845448567141136,72.598566308243718,null,null,null,null,16,57600,13.370967741935484,207.70244382291719,53.536507341434721,1.1353846153846152,0,0,12.654438119333754,16.70210450986205,16.194442881357656,15.33804522055183,14.502445042499478,14.309258218642844,14.502445042499478,15.33804522055183,16.194442881357656,1,0.5845448567141136,72.598566308243718,null,null,null,null,16,57600,13.370967741935484,207.70244382291719,53.536507341434721,1.1353846153846152,0,0,12.654438119333754,16.70210450986205,16.194442881357656,15.33804522055183,14.502445042499478,14.309258218642844,14.502445042499478,15.33804522055183,16.194442881357656,0,0.5845448567141136,72.598566308243718]
[null,null,17,61200,12.374193548387096,13.219536622323171,1.0514534993407796,1.8923076923076922,1.5,0,8.7742409867172668,12.553043769819835,12.525787190160564,12.479806817110635,12.434943070202122,12.424570783312756,12.434943070202122,12.479806817110635,12.525787190160564,1,0.58892851567641735,3.8978494623655906,null,null,null,null,17,61200,12.374193548387096,13.219536622323171,1.0514534993407796,1.8923076923076922,1.5,0,8.7742409867172668,12.553043769819835,12.525787190160564,12.479806817110635,12.434943070202122,12.424570783312756,12.434943070202122,12.479806817110635,12.525787190160564,0,0.58892851567641735,3.8978494623655906,null,null,null,null,17,61200,12.374193548387096,13.219536622323171,1.0514534993407796,1.8923076923076922,1.5,0,8.8288108791903852,12.553043769819835,12.525787190160564,12.479806817110635,12.434943070202122,12.424570783312756,12.434943070202122,12.479806817110635,12.525787190160564,1,0.5845448567141136,3.8978494623655906,null,null,null,null,17,61200,12.374193548387096,13.219536622323171,1.0514534993407796,1.8923076923076922,1.5,0,8.8288108791903852,12.553043769819835,12.525787190160564,12.479806817110635,12.434943070202122,12.424570783312756,12.434943070202122,12.479806817110635,12.525787190160564,0,0.5845448567141136,3.8978494623655906,null,null,null,null,17,61200,12.374193548387096,13.219536622323171,0,1.8923076923076922,1.5,0,8.8288108791903852,12.553043769819835,12.525787190160564,12.479806817110635,12.434943070202122,12.424570783312756,12.434943070202122,12.479806817110635,12.525787190160564,1,0.5845448567141136,3.8978494623655906,null,null,null,null,17,61200,12.374193548387096,13.219536622323171,0,1.8923076923076922,1.5,0,8.8288108791903852,12.553043769819835,12.525787190160564,12.479806817110635,12.434943070202122,12.424570783312756,12.434943070202122,12.479806817110635,12.525787190160564,0,0.5845448567141136,3.8978494623655906,null,null,null,null,17,61200,12.374193548387096,13.219536622323171,0.42135868330901699,1.8923076923076922,1.5,0,8.8288108791903852,12.553043769819835,12.525787190160564,12.479806817110635,12.434943070202122,12.424570783312756,12.434943070202122,12.479806817110635,12.525787190160564,1,0.5845448567141136,3.8978494623655906,null,null,null,null,17,61200,12.374193548387096,13.219536622323171,0.42135868330901699,1.8923076923076922,1.5,0,8.8288108791903852,12.553043769819835,12.525787190160564,12.479806817110635,12.434943070202122,12.424570783312756,12.434943070202122,12.479806817110635,12.525787190160564,0,0.5845448567141136,3.8978494623655906,null,null,null,null,17,61200,12.374193548387096,13.219536622323171,1.0514534993407794,1.8923076923076922,1.5,0,8.8288108791903852,12.553043769819835,12.525787190160564,12.479806817110635,12.434943070202122,12.424570783312756,12.434943070202122,12.479806817110635,12.525787190160564,1,0.5845448567141136,3.8978494623655906,null,null,null,null,17,61200,12.374193548387096,13.219536622323171,1.0514534993407794,1.8923076923076922,1.5,0,8.8288108791903852,12.553043769819835,12.525787190160564,12.479806817110635,12.434943070202122,12.424570783312756,12.434943070202122,12.479806817110635,12.525787190160564,0,0.5845448567141136,3.8978494623655906]
[null,null,18,64800,11.167741935483871,0,0,1.8923076923076922,1.5,0,7.4618595825426945,11.167741935483871,11.167741935483871,11.167741935483871,11.167741935483871,11.167741935483871,11.167741935483871,11.167741935483871,11.167741935483871,1,0.58892851567641735,0,null,null,null,null,18,64800,11.167741935483871,0,0,1.8923076923076922,1.5,0,7.4618595825426945,11.167741935483871,11.167741935483871,11.167741935483871,11.167741935483871,11.167741935483871,11.167741935483871,11.167741935483871,11.167741935483871,0,0.58892851567641735,0,null,null,null,null,18,64800,11.167741935483871,0,0,1.8923076923076922,1.5,0,7.4618595825426945,11.167741935483871,11.167741935483871,11.167741935483871,11.167741935483871,11.167741935483871,11.167741935483871,11.167741935483871,11.167741935483871,1,0.5845448567141136,0,null,null,null,null,18,64800,11.167741935483871,0,0,1.8923076923076922,1.5,0,7.4618595825426945,11.167741935483871,11.167741935483871,11.167741935483871,11.167741935483871,11.167741935483871,11.167741935483871,11.167741935483871,11.167741935483871,0,0.5845448567141136,0,null,null,null,null,18,64800,11.167741935483871,0,0,1.8923076923076922,1.5,0,7.4618595825426945,11.167741935483871,11.167741935483871,11.167741935483871,11.167741935483871,11.167741935483871,11.167741935483871,11.167741935483871,11.167741935483871,1,0.5845448567141136,0,null,null,null,null,18,64800,11.167741935483871,0,0,1.8923076923076922,1.5,0,7.4618595825426945,11.167741935483871,11.167741935483871,11.167741935483871,11.167741935483871,11.167741935483871,11.167741935483871,11.167741935483871,11.167741935483871,0,0.5845448567141136,0,null,null,null,null,18,64800,11.167741935483871,0,0,1.8923076923076922,1.5,0,7.4618595825426945,11.167741935483871,11.167741935483871,11.167741935483871,11.167741935483871,11.167741935483871,11.167741935483871,11.167741935483871,11.167741935483871,1,0.5845448567141136,0,null,null,null,null,18,64800,11.167741935483871,0,0,1.8923076923076922,1.5,0,7.4618595825426945,11.167741935483871,11.167741935483871,11.167741935483871,11.167741935483871,11.167741935483871,11.167741935483871,11.167741935483871,11.167741935483871,0,0.5845448567141136,0,null,null,null,null,18,64800,11.167741935483871,0,0,1.8923076923076922,1.5,0,7.4618595825426945,11.167741935483871,11.167741935483871,11.167741935483871,11.167741935483871,11.167741935483871,11.167741935483871,11.167741935483871,11.167741935483871,1,0.5845448567141136,0,null,null,null,null,18,64800,11.167741935483871,0,0,1.8923076923076922,1.5,0,7.4618595825426945,11.167741935483871,11.167741935483871,11.167741935483871,11.167741935483871,11.167741935483871,11.167741935483871,11.167741935483871,11.167741935483871,0,0.5845448567141136,0]
[null,null,19,68400,10.151612903225804,0,0,2.8384615384615381,1.5,0,6.4457305502846269,10.151612903225804,10.151612903225804,10.151612903225804,10.151612903225804,10.151612903225804,10.151612903225804,10.151612903225804,10.151612903225804,1,0.58892851567641735,0,null,null,null,null,19,68400,10.151612903225804,0,0,2.8384615384615381,1.5,0,6.4457305502846269,10.151612903225804,10.151612903225804,10.151612903225804,10.151612903225804,10.151612903225804,10.151612903225804,10.151612903225804,10.151612903225804,0,0.58892851567641735,0,null,null,null,null,19,68400,10.151612903225804,0,0,2.8384615384615381,1.5,0,6.4457305502846269,10.151612903225804,10.151612903225804,10.151612903225804,10.151612903225804,10.151612903225804,10.151612903225804,10.151612903225804,10.151612903225804,1,0.5845448567141136,0,null,null,null,null,19,68400,10.151612903225804,0,0,2.8384615384615381,1.5,0,6.4457305502846269,10.151612903225804,10.151612903225804,10.151612903225804,10.151612903225804,10.151612903225804,10.151612903225804,10.151612903225804,10.151612903225804,0,0.5845448567141136,0,null,null,null,null,19,68400,10.151612903225804,0,0,2.8384615384615381,1.5,0,6.4457305502846269,10.151612903225804,10.151612903225804,10.151612903225804,10.151612903225804,10.151612903225804,10.151612903225804,10.151612903225804,10.151612903225804,1,0.5845448567141136,0,null,null,null,null,19,68400,10.151612903225804,0,0,2.8384615384615381,1.5,0,6.4457305502846269,10.151612903225804,10.151612903225804,10.151612903225804,10.151612903225804,10.151612903225804,10.151612903225804,10.151612903225804,10.151612903225804,0,0.5845448567141136,0,null,null,null,null,19,68400,10.151612903225804,0,0,2.8384615384615381,1.5,0,6.4457305502846269,10.151612903225804,10.151612903225804,10.151612903225804,10.151612903225804,10.151612903225804,10.151612903225804,10.151612903225804,10.151612903225804,1,0.5845448567141136,0,null,null,null,null,19,68400,10.151612903225804,0,0,2.8384615384615381,1.5,0,6.4457305502846269,10.151612903225804,10.151612903225804,10.151612903225804,10.151612903225804,10.151612903225804,10.151612903225804,10.151612903225804,10.151612903225804,0,0.5845448567141136,0,null,null,null,null,19,68400,10.151612903225804,0,0,2.8384615384615381,1.5,0,6.4457305502846269,10.151612903225804,10.151612903225804,10.151612903225804,10.151612903225804,10.151612903225804,10.151612903225804,10.151612903225804,10.151612903225804,1,0.5845448567141136,0,null,null,null,null,19,68400,10.151612903225804,0,0,2.8384615384615381,1.5,0,6.4457305502846269,10.151612903225804,10.151612903225804,10.151612903225804,10.151612903225804,10.151612903225804,10.151612903225804,10.151612903225804,10.151612903225804,0,0.5845448567141136,0]
[null,null,20,72000,9.0290322580645164,0,0,3.4061538461538463,1.5,0,5.3231499051233397,9.0290322580645164,9.0290322580645164,9.0290322580645164,9.0290322580645164,9.0290322580645164,9.0290322580645164,9.0290322580645164,9.0290322580645164,1,0.58892851567641735,0,null,null,null,null,20,72000,9.0290322580645164,0,0,3.4061538461538463,1.5,0,5.3231499051233397,9.0290322580645164,9.0290322580645164,9.0290322580645164,9.0290322580645164,9.0290322580645164,9.0290322580645164,9.0290322580645164,9.0290322580645164,0,0.58892851567641735,0,null,null,null,null,20,72000,9.0290322580645164,0,0,3.4061538461538463,1.5,0,5.3231499051233397,9.0290322580645164,9.0290322580645164,9.0290322580645164,9.0290322580645164,9.0290322580645164,9.0290322580645164,9.0290322580645164,9.0290322580645164,1,0.5845448567141136,0,null,null,null,null,20,72000,9.0290322580645164,0,0,3.4061538461538463,1.5,0,5.3231499051233397,9.0290322580645164,9.0290322580645164,9.0290322580645164,9.0290322580645164,9.0290322580645164,9.0290322580645164,9.0290322580645164,9.0290322580645164,0,0.5845448567141136,0,null,null,null,null,20,72000,9.0290322580645164,0,0,3.4061538461538463,1.5,0,5.3231499051233397,9.0290322580645164,9.0290322580645164,9.0290322580645164,9.0290322580645164,9.0290322580645164,9.0290322580645164,9.0290322580645164,9.0290322580645164,1,0.5845448567141136,0,null,null,null,null,20,72000,9.0290322580645164,0,0,3.4061538461538463,1.5,0,5.3231499051233397,9.0290322580645164,9.0290322580645164,9.0290322580645164,9.0290322580645164,9.0290322580645164,9.0290322580645164,9.0290322580645164,9.0290322580645164,0,0.5845448567141136,0,null,null,null,null,20,72000,9.0290322580645164,0,0,3.4061538461538463,1.5,0,5.3231499051233397,9.0290322580645164,9.0290322580645164,9.0290322580645164,9.0290322580645164,9.0290322580645164,9.0290322580645164,9.0290322580645164,9.0290322580645164,1,0.5845448567141136,0,null,null,null,null,20,72000,9.0290322580645164,0,0,3.4061538461538463,1.5,0,5.3231499051233397,9.0290322580645164,9.0290322580645164,9.0290322580645164,9.0290322580645164,9.0290322580645164,9.0290322580645164,9.0290322580645164,9.0290322580645164,0,0.5845448567141136,0,null,null,null,null,20,72000,9.0290322580645164,0,0,3.4061538461538463,1.5,0,5.3231499051233397,9.0290322580645164,9.0290322580645164,9.0290322580645164,9.0290322580645164,9.0290322580645164,9.0290322580645164,9.0290322580645164,9.0290322580645164,1,0.5845448567141136,0,null,null,null,null,20,72000,9.0290322580645164,0,0,3.4061538461538463,1.5,0,5.3231499051233397,9.0290322580645164,9.0290322580645164,9.0290322580645164,9.0290322580645164,9.0290322580645164,9.0290322580645164,9.0290322580645164,9.0290322580645164,0,0.5845448567141136,0]
[null,null,21,75600,8.1161290322580637,0,0,3.7846153846153845,1.5,0,4.4102466793168871,8.1161290322580637,8.1161290322580637,8.1161290322580637,8.1161290322580637,8.1161290322580637,8.1161290322580637,8.1161290322580637,8.1161290322580637,1,0.58892851567641735,0,null,null,null,null,21,75600,8.1161290322580637,0,0,3.7846153846153845,1.5,0,4.4102466793168871,8.1161290322580637,8.1161290322580637,8.1161290322580637,8.1161290322580637,8.1161290322580637,8.1161290322580637,8.1161290322580637,8.1161290322580637,0,0.58892851567641735,0,null,null,null,null,21,75600,8.1161290322580637,0,0,3.7846153846153845,1.5,0,4.4102466793168871,8.1161290322580637,8.1161290322580637,8.1161290322580637,8.1161290322580637,8.1161290322580637,8.1161290322580637,8.1161290322580637,8.1161290322580637,1,0.5845448567141136,0,null,null,null,null,21,75600,8.1161290322580637,0,0,3.7846153846153845,1.5,0,4.4102466793168871,8.1161290322580637,8.1161290322580637,8.1161290322580637,8.1161290322580637,8.1161290322580637,8.1161290322580637,8.1161290322580637,8.1161290322580637,0,0.5845448567141136,0,null,null,null,null,21,75600,8.1161290322580637,0,0,3.7846153846153845,1.5,0,4.4102466793168871,8.1161290322580637,8.1161290322580637,8.1161290322580637,8.1161290322580637,8.1161290322580637,8.1161290322580637,8.1161290322580637,8.1161290322580637,1,0.5845448567141136,0,null,null,null,null,21,75600,8.1161290322580637,0,0,3.7846153846153845,1.5,0,4.4102466793168871,8.1161290322580637,8.1161290322580637,8.1161290322580637,8.1161290322580637,8.1161290322580637,8.1161290322580637,8.1161290322580637,8.1161290322580637,0,0.5845448567141136,0,null,null,null,null,21,75600,8.1161290322580637,0,0,3.7846153846153845,1.5,0,4.4102466793168871,8.1161290322580637,8.1161290322580637,8.1161290322580637,8.1161290322580637,8.1161290322580637,8.1161290322580637,8.1161290322580637,8.1161290322580637,1,0.5845448567141136,0,null,null,null,null,21,75600,8.1161290322580637,0,0,3.7846153846153845,1.5,0,4.4102466793168871,8.1161290322580637,8.1161290322580637,8.1161290322580637,8.1161290322580637,8.1161290322580637,8.1161290322580637,8.1161290322580637,8.1161290322580637,0,0.5845448567141136,0,null,null,null,null,21,75600,8.1161290322580637,0,0,3.7846153846153845,1.5,0,4.4102466793168871,8.1161290322580637,8.1161290322580637,8.1161290322580637,8.1161290322580637,8.1161290322580637,8.1161290322580637,8.1161290322580637,8.1161290322580637,1,0.5845448567141136,0,null,null,null,null,21,75600,8.1161290322580637,0,0,3.7846153846153845,1.5,0,4.4102466793168871,8.1161290322580637,8.1161290322580637,8.1161290322580637,8.1161290322580637,8.1161290322580637,8.1161290322580637,8.1161290322580637,8.1161290322580637,0,0.5845448567141136,0]
[null,null,22,79200,7.3516129032258064,0,0,3.1538461538461537,0,0,3.6457305502846298,7.3516129032258064,7.3516129032258064,7.3516129032258064,7.3516129032258064,7.3516129032258064,7.3516129032258064,7.3516129032258064,7.3516129032258064,2,0.58892851567641735,0,null,null,null,null,22,79200,7.3516129032258064,0,0,3.1538461538461537,0,0,3.6457305502846298,7.3516129032258064,7.3516129032258064,7.3516129032258064,7.3516129032258064,7.3516129032258064,7.3516129032258064,7.3516129032258064,7.3516129032258064,0,0.58892851567641735,0,null,null,null,null,22,79200,7.3516129032258064,0,0,3.1538461538461537,0,0,3.6457305502846298,7.3516129032258064,7.3516129032258064,7.3516129032258064,7.3516129032258064,7.3516129032258064,7.3516129032258064,7.3516129032258064,7.3516129032258064,2,0.5845448567141136,0,null,null,null,null,22,79200,7.3516129032258064,0,0,3.1538461538461537,0,0,3.6457305502846298,7.3516129032258064,7.3516129032258064,7.3516129032258064,7.3516129032258064,7.3516129032258064,7.3516129032258064,7.3516129032258064,7.3516129032258064,0,0.5845448567141136,0,null,null,null,null,22,79200,7.3516129032258064,0,0,3.1538461538461537,0,0,3.6457305502846298,7.3516129032258064,7.3516129032258064,7.3516129032258064,7.3516129032258064,7.3516129032258064,7.3516129032258064,7.3516129032258064,7.3516129032258064,2,0.5845448567141136,0,null,null,null,null,22,79200,7.3516129032258064,0,0,3.1538461538461537,0,0,3.6457305502846298,7.3516129032258064,7.3516129032258064,7.3516129032258064,7.3516129032258064,7.3516129032258064,7.3516129032258064,7.3516129032258064,7.3516129032258064,0,0.5845448567141136,0,null,null,null,null,22,79200,7.3516129032258064,0,0,3.1538461538461537,0,0,3.6457305502846298,7.3516129032258064,7.3516129032258064,7.3516129032258064,7.3516129032258064,7.3516129032258064,7.3516129032258064,7.3516129032258064,7.3516129032258064,2,0.5845448567141136,0,null,null,null,null,22,79200,7.3516129032258064,0,0,3.1538461538461537,0,0,3.6457305502846298,7.3516129032258064,7.3516129032258064,7.3516129032258064,7.3516129032258064,7.3516129032258064,7.3516129032258064,7.3516129032258064,7.3516129032258064,0,0.5845448567141136,0,null,null,null,null,22,79200,7.3516129032258064,0,0,3.1538461538461537,0,0,3.6457305502846298,7.3516129032258064,7.3516129032258064,7.3516129032258064,7.3516129032258064,7.3516129032258064,7.3516129032258064,7.3516129032258064,7.3516129032258064,2,0.5845448567141136,0,null,null,null,null,22,79200,7.3516129032258064,0,0,3.1538461538461537,0,0,3.6457305502846298,7.3516129032258064,7.3516129032258064,7.3516129032258064,7.3516129032258064,7.3516129032258064,7.3516129032258064,7.3516129032258064,7.3516129032258064,0,0.5845448567141136,0]
[null,null,23,82800,6.6129032258064511,0,0,3.1538461538461537,0,0,2.9070208728652744,6.6129032258064511,6.6129032258064511,6.6129032258064511,6.6129032258064511,6.6129032258064511,6.6129032258064511,6.6129032258064511,6.6129032258064511,2,0.58892851567641735,0,null,null,null,null,23,82800,6.6129032258064511,0,0,3.1538461538461537,0,0,2.9070208728652744,6.6129032258064511,6.6129032258064511,6.6129032258064511,6.6129032258064511,6.6129032258064511,6.6129032258064511,6.6129032258064511,6.6129032258064511,0,0.58892851567641735,0,null,null,null,null,23,82800,6.6129032258064511,0,0,3.1538461538461537,0,0,2.9070208728652744,6.6129032258064511,6.6129032258064511,6.6129032258064511,6.6129032258064511,6.6129032258064511,6.6129032258064511,6.6129032258064511,6.6129032258064511,2,0.5845448567141136,0,null,null,null,null,23,82800,6.6129032258064511,0,0,3.1538461538461537,0,0,2.9070208728652744,6.6129032258064511,6.6129032258064511,6.6129032258064511,6.6129032258064511,6.6129032258064511,6.6129032258064511,6.6129032258064511,6.6129032258064511,0,0.5845448567141136,0,null,null,null,null,23,82800,6.6129032258064511,0,0,3.1538461538461537,0,0,2.9070208728652744,6.6129032258064511,6.6129032258064511,6.6129032258064511,6.6129032258064511,6.6129032258064511,6.6129032258064511,6.6129032258064511,6.6129032258064511,2,0.5845448567141136,0,null,null,null,null,23,82800,6.6129032258064511,0,0,3.1538461538461537,0,0,2.9070208728652744,6.6129032258064511,6.6129032258064511,6.6129032258064511,6.6129032258064511,6.6129032258064511,6.6129032258064511,6.6129032258064511,6.6129032258064511,0,0.5845448567141136,0,null,null,null,null,23,82800,6.6129032258064511,0,0,3.1538461538461537,0,0,2.9070208728652744,6.6129032258064511,6.6129032258064511,6.6129032258064511,6.6129032258064511,6.6129032258064511,6.6129032258064511,6.6129032258064511,6.6129032258064511,2,0.5845448567141136,0,null,null,null,null,23,82800,6.6129032258064511,0,0,3.1538461538461537,0,0,2.9070208728652744,6.6129032258064511,6.6129032258064511,6.6129032258064511,6.6129032258064511,6.6129032258064511,6.6129032258064511,6.6129032258064511,6.6129032258064511,0,0.5845448567141136,0,null,null,null,null,23,82800,6.6129032258064511,0,0,3.1538461538461537,0,0,2.9070208728652744,6.6129032258064511,6.6129032258064511,6.6129032258064511,6.6129032258064511,6.6129032258064511,6.6129032258064511,6.6129032258064511,6.6129032258064511,2,0.5845448567141136,0,null,null,null,null,23,82800,6.6129032258064511,0,0,3.1538461538461537,0,0,2.9070208728652744,6.6129032258064511,6.6129032258064511,6.6129032258064511,6.6129032258064511,6.6129032258064511,6.6129032258064511,6.6129032258064511,6.6129032258064511,0,0.5845448567141136,0]
[null,null,24,86400,6.3709677419354849,0,0,3.1538461538461537,0,0,2.6650853889943082,6.3709677419354849,6.3709677419354849,6.3709677419354849,6.3709677419354849,6.3709677419354849,6.3709677419354849,6.3709677419354849,6.3709677419354849,2,0.58892851567641735,0,null,null,null,null,24,86400,6.3709677419354849,0,0,3.1538461538461537,0,0,2.6650853889943082,6.3709677419354849,6.3709677419354849,6.3709677419354849,6.3709677419354849,6.3709677419354849,6.3709677419354849,6.3709677419354849,6.3709677419354849,0,0.58892851567641735,0,null,null,null,null,24,86400,6.3709677419354849,0,0,3.1538461538461537,0,0,2.6650853889943082,6.3709677419354849,6.3709677419354849,6.3709677419354849,6.3709677419354849,6.3709677419354849,6.3709677419354849,6.3709677419354849,6.3709677419354849,2,0.5845448567141136,0,null,null,null,null,24,86400,6.3709677419354849,0,0,3.1538461538461537,0,0,2.6650853889943082,6.3709677419354849,6.3709677419354849,6.3709677419354849,6.3709677419354849,6.3709677419354849,6.3709677419354849,6.3709677419354849,6.3709677419354849,0,0.5845448567141136,0,null,null,null,null,24,86400,6.3709677419354849,0,0,3.1538461538461537,0,0,2.6650853889943082,6.3709677419354849,6.3709677419354849,6.3709677419354849,6.3709677419354849,6.3709677419354849,6.3709677419354849,6.3709677419354849,6.3709677419354849,2,0.5845448567141136,0,null,null,null,null,24,86400,6.3709677419354849,0,0,3.1538461538461537,0,0,2.6650853889943082,6.3709677419354849,6.3709677419354849,6.3709677419354849,6.3709677419354849,6.3709677419354849,6.3709677419354849,6.3709677419354849,6.3709677419354849,0,0.5845448567141136,0,null,null,null,null,24,86400,6.3709677419354849,0,0,3.1538461538461537,0,0,2.6650853889943082,6.3709677419354849,6.3709677419354849,6.3709677419354849,6.3709677419354849,6.3709677419354849,6.3709677419354849,6.3709677419354849,6.3709677419354849,2,0.5845448567141136,0,null,null,null,null,24,86400,6.3709677419354849,0,0,3.1538461538461537,0,0,2.6650853889943082,6.3709677419354849,6.3709677419354849,6.3709677419354849,6.3709677419354849,6.3709677419354849,6.3709677419354849,6.3709677419354849,6.3709677419354849,0,0.5845448567141136,0,null,null,null,null,24,86400,6.3709677419354849,0,0,3.1538461538461537,0,0,2.6650853889943082,6.3709677419354849,6.3709677419354849,6.3709677419354849,6.3709677419354849,6.3709677419354849,6.3709677419354849,6.3709677419354849,6.3709677419354849,2,0.5845448567141136,0,null,null,null,null,24,86400,6.3709677419354849,0,0,3.1538461538461537,0,0,2.6650853889943082,6.3709677419354849,6.3709677419354849,6.3709677419354849,6.3709677419354849,6.3709677419354849,6.3709677419354849,6.3709677419354849,6.3709677419354849,0,0.5845448567141136,0]
[null,null,null,"Valor Variable",null,null,null,null,null,null,null,null,null,null,null,null,null,null,null,null,null,null,null,null,null,null,null,"Valor Variable",null,null,null,null,null,null,null,null,null,null,null,null,null,null,null,null,null,null,null,null,null,null,null,"Valor Variable",null,null,null,null,null,null,null,null,null,null,null,null,null,null,null,null,null,null,null,null,null,null,null,"Valor Variable",null,null,null,null,null,null,null,null,null,null,null,null,null,null,null,null,null,null,null,null,null,null,null,"Valor Variable",null,null,null,null,null,null,null,null,null,null,null,null,null,null,null,null,null,null,null,null,null,null,null,"Valor Variable",null,null,null,null,null,null,null,null,null,null,null,null,null,null,null,null,null,null,null,null,null,null,null,"Valor Variable",null,null,null,null,null,null,null,null,null,null,null,null,null,null,null,null,null,null,null,null,null,null,null,"Valor Variable",null,null,null,null,null,null,null,null,null,null,null,null,null,null,null,null,null,null,null,null,null,null,null,"Valor Variable",null,null,null,null,null,null,null,null,null,null,null,null,null,null,null,null,null,null,null,null,null,null,null,"Valor Variable"]
[]
[]
[]
[]
[null,null,null,null,null,"Rad Ventanas: Sol Incidente*FS*FAV*FAR [W]",null,null,null,null,null,null,null,null,null,null,null,null,null,null,null,null,null,null,null,null,null,null,null,"Rad Ventanas: Sol Incidente*FS*FAV*FAR [W]",null,null,null,null,null,null,null,null,null,null,null,null,null,null,null,null,null,null,null,null,null,null,null,"Rad Ventanas: Sol Incidente*FS*FAV*FAR [W]",null,null,null,null,null,null,null,null,null,null,null,null,null,null,null,null,null,null,null,null,null,null,null,"Rad Ventanas: Sol Incidente*FS*FAV*FAR [W]",null,null,null,null,null,null,null,null,null,null,null,null,null,null,null,null,null,null,null,null,null,null,null,"Rad Ventanas: Sol Incidente*FS*FAV*FAR [W]",null,null,null,null,null,null,null,null,null,null,null,null,null,null,null,null,null,null,null,null,null,null,null,"Rad Ventanas: Sol Incidente*FS*FAV*FAR [W]",null,null,null,null,null,null,null,null,null,null,null,null,null,null,null,null,null,null,null,null,null,null,null,"Rad Ventanas: Sol Incidente*FS*FAV*FAR [W]",null,null,null,null,null,null,null,null,null,null,null,null,null,null,null,null,null,null,null,null,null,null,null,"Rad Ventanas: Sol Incidente*FS*FAV*FAR [W]",null,null,null,null,null,null,null,null,null,null,null,null,null,null,null,null,null,null,null,null,null,null,null,"Rad Ventanas: Sol Incidente*FS*FAV*FAR [W]",null,null,null,null,null,null,null,null,null,null,null,null,null,null,null,null,null,null,null,null,null,null,null,"Rad Ventanas: Sol Incidente*FS*FAV*FAR [W]"]
[null,"Mes","Tiempo [hrs]","Tiempo [s]","T° exterior","Difuso","Directo","Qgen Pers [W/m2]","Qgen Ilum [W/m2]","Qgen Equip [W/m2]","TsolH","TsolN","TsolNE","TsolE","TsolSE","TsolS","TsolSO","TsolO","TsolNO","Clima [0, 1 o 2]","N [RAH]","G total [W/m2]",null,null,null,"Mes","Tiempo [hrs]","Tiempo [s]","T° exterior","Difuso","Directo","Qgen Pers [W/m2]","Qgen Ilum [W/m2]","Qgen Equip [W/m2]","TsolH","TsolN","TsolNE","TsolE","TsolSE","TsolS","TsolSO","TsolO","TsolNO","Clima [0, 1 o 2]","N [RAH]","G total [W/m2]",null,null,null,"Mes","Tiempo [hrs]","Tiempo [s]","T° exterior","Difuso","Directo","Qgen Pers [W/m2]","Qgen Ilum [W/m2]","Qgen Equip [W/m2]","TsolH","TsolN","TsolNE","TsolE","TsolSE","TsolS","TsolSO","TsolO","TsolNO","Clima [0, 1 o 2]","N [RAH]","G total [W/m2]",null,null,null,"Mes","Tiempo [hrs]","Tiempo [s]","T° exterior","Difuso","Directo","Qgen Pers [W/m2]","Qgen Ilum [W/m2]","Qgen Equip [W/m2]","TsolH","TsolN","TsolNE","TsolE","TsolSE","TsolS","TsolSO","TsolO","TsolNO","Clima [0, 1 o 2]","N [RAH]","G total [W/m2]",null,null,null,"Mes","Tiempo [hrs]","Tiempo [s]","T° exterior","Difuso","Directo","Qgen Pers [W/m2]","Qgen Ilum [W/m2]","Qgen Equip [W/m2]","TsolH","TsolN","TsolNE","TsolE","TsolSE","TsolS","TsolSO","TsolO","TsolNO","Clima [0, 1 o 2]","N [RAH]","G total [W/m2]",null,null,null,"Mes","Tiempo [hrs]","Tiempo [s]","T° exterior","Difuso","Directo","Qgen Pers [W/m2]","Qgen Ilum [W/m2]","Qgen Equip [W/m2]","TsolH","TsolN","TsolNE","TsolE","TsolSE","TsolS","TsolSO","TsolO","TsolNO","Clima [0, 1 o 2]","N [RAH]","G total [W/m2]",null,null,null,"Mes","Tiempo [hrs]","Tiempo [s]","T° exterior","Difuso","Directo","Qgen Pers [W/m2]","Qgen Ilum [W/m2]","Qgen Equip [W/m2]","TsolH","TsolN","TsolNE","TsolE","TsolSE","TsolS","TsolSO","TsolO","TsolNO","Clima [0, 1 o 2]","N [RAH]","G total [W/m2]",null,null,null,"Mes","Tiempo [hrs]","Tiempo [s]","T° exterior","Difuso","Directo","Qgen Pers [W/m2]","Qgen Ilum [W/m2]","Qgen Equip [W/m2]","TsolH","TsolN","TsolNE","TsolE","TsolSE","TsolS","TsolSO","TsolO","TsolNO","Clima [0, 1 o 2]","N [RAH]","G total [W/m2]",null,null,null,"Mes","Tiempo [hrs]","Tiempo [s]","T° exterior","Difuso","Directo","Qgen Pers [W/m2]","Qgen Ilum [W/m2]","Qgen Equip [W/m2]","TsolH","TsolN","TsolNE","TsolE","TsolSE","TsolS","TsolSO","TsolO","TsolNO","Clima [0, 1 o 2]","N [RAH]","G total [W/m2]",null,null,null,"Mes","Tiempo [hrs]","Tiempo [s]","T° exterior","Difuso","Directo","Qgen Pers [W/m2]","Qgen Ilum [W/m2]","Qgen Equip [W/m2]","TsolH","TsolN","TsolNE","TsolE","TsolSE","TsolS","TsolSO","TsolO","TsolNO","Clima [0, 1 o 2]","N [RAH]","G total [W/m2]"]
[null,"Septiembre",0,0,8.2633333333333336,0,0,3.1538461538461537,0,0,4.557450980392157,8.2633333333333336,8.2633333333333336,8.2633333333333336,8.2633333333333336,8.2633333333333336,8.2633333333333336,8.2633333333333336,8.2633333333333336,2,0.58892851567641735,0,null,null,null,"Septiembre",0,0,8.2633333333333336,0,0,3.1538461538461537,0,0,4.557450980392157,8.2633333333333336,8.2633333333333336,8.2633333333333336,8.2633333333333336,8.2633333333333336,8.2633333333333336,8.2633333333333336,8.2633333333333336,0,0.58892851567641735,0,null,null,null,"Septiembre",0,0,8.2633333333333336,0,0,3.1538461538461537,0,0,4.557450980392157,8.2633333333333336,8.2633333333333336,8.2633333333333336,8.2633333333333336,8.2633333333333336,8.2633333333333336,8.2633333333333336,8.2633333333333336,2,0.5845448567141136,0,null,null,null,"Septiembre",0,0,8.2633333333333336,0,0,3.1538461538461537,0,0,4.557450980392157,8.2633333333333336,8.2633333333333336,8.2633333333333336,8.2633333333333336,8.2633333333333336,8.2633333333333336,8.2633333333333336,8.2633333333333336,0,0.5845448567141136,0,null,null,null,"Septiembre",0,0,8.2633333333333336,0,0,3.1538461538461537,0,0,4.557450980392157,8.2633333333333336,8.2633333333333336,8.2633333333333336,8.2633333333333336,8.2633333333333336,8.2633333333333336,8.2633333333333336,8.2633333333333336,2,0.5845448567141136,0,null,null,null,"Septiembre",0,0,8.2633333333333336,0,0,3.1538461538461537,0,0,4.557450980392157,8.2633333333333336,8.2633333333333336,8.2633333333333336,8.2633333333333336,8.2633333333333336,8.2633333333333336,8.2633333333333336,8.2633333333333336,0,0.5845448567141136,0,null,null,null,"Septiembre",0,0,8.2633333333333336,0,0,3.1538461538461537,0,0,4.557450980392157,8.2633333333333336,8.2633333333333336,8.2633333333333336,8.2633333333333336,8.2633333333333336,8.2633333333333336,8.2633333333333336,8.2633333333333336,2,0.5845448567141136,0,null,null,null,"Septiembre",0,0,8.2633333333333336,0,0,3.1538461538461537,0,0,4.557450980392157,8.2633333333333336,8.2633333333333336,8.2633333333333336,8.2633333333333336,8.2633333333333336,8.2633333333333336,8.2633333333333336,8.2633333333333336,0,0.5845448567141136,0,null,null,null,"Septiembre",0,0,8.2633333333333336,0,0,3.1538461538461537,0,0,4.557450980392157,8.2633333333333336,8.2633333333333336,8.2633333333333336,8.2633333333333336,8.2633333333333336,8.2633333333333336,8.2633333333333336,8.2633333333333336,2,0.5845448567141136,0,null,null,null,"Septiembre",0,0,8.2633333333333336,0,0,3.1538461538461537,0,0,4.557450980392157,8.2633333333333336,8.2633333333333336,8.2633333333333336,8.2633333333333336,8.2633333333333336,8.2633333333333336,8.2633333333333336,8.2633333333333336,0,0.5845448567141136,0]
[null,9,1,3600,7.6666666666666679,0,0,3.1538461538461537,0,0,3.9607843137254912,7.6666666666666679,7.6666666666666679,7.6666666666666679,7.6666666666666679,7.6666666666666679,7.6666666666666679,7.6666666666666679,7.6666666666666679,2,0.58892851567641735,0,null,null,null,9,1,3600,7.6666666666666679,0,0,3.1538461538461537,0,0,3.9607843137254912,7.6666666666666679,7.6666666666666679,7.6666666666666679,7.6666666666666679,7.6666666666666679,7.6666666666666679,7.6666666666666679,7.6666666666666679,0,0.58892851567641735,0,null,null,null,9,1,3600,7.6666666666666679,0,0,3.1538461538461537,0,0,3.9607843137254912,7.6666666666666679,7.6666666666666679,7.6666666666666679,7.6666666666666679,7.6666666666666679,7.6666666666666679,7.6666666666666679,7.6666666666666679,2,0.5845448567141136,0,null,null,null,9,1,3600,7.6666666666666679,0,0,3.1538461538461537,0,0,3.9607843137254912,7.6666666666666679,7.6666666666666679,7.6666666666666679,7.6666666666666679,7.6666666666666679,7.6666666666666679,7.6666666666666679,7.6666666666666679,0,0.5845448567141136,0,null,null,null,9,1,3600,7.6666666666666679,0,0,3.1538461538461537,0,0,3.9607843137254912,7.6666666666666679,7.6666666666666679,7.6666666666666679,7.6666666666666679,7.6666666666666679,7.6666666666666679,7.6666666666666679,7.6666666666666679,2,0.5845448567141136,0,null,null,null,9,1,3600,7.6666666666666679,0,0,3.1538461538461537,0,0,3.9607843137254912,7.6666666666666679,7.6666666666666679,7.6666666666666679,7.6666666666666679,7.6666666666666679,7.6666666666666679,7.6666666666666679,7.6666666666666679,0,0.5845448567141136,0,null,null,null,9,1,3600,7.6666666666666679,0,0,3.1538461538461537,0,0,3.9607843137254912,7.6666666666666679,7.6666666666666679,7.6666666666666679,7.6666666666666679,7.6666666666666679,7.6666666666666679,7.6666666666666679,7.6666666666666679,2,0.5845448567141136,0,null,null,null,9,1,3600,7.6666666666666679,0,0,3.1538461538461537,0,0,3.9607843137254912,7.6666666666666679,7.6666666666666679,7.6666666666666679,7.6666666666666679,7.6666666666666679,7.6666666666666679,7.6666666666666679,7.6666666666666679,0,0.5845448567141136,0,null,null,null,9,1,3600,7.6666666666666679,0,0,3.1538461538461537,0,0,3.9607843137254912,7.6666666666666679,7.6666666666666679,7.6666666666666679,7.6666666666666679,7.6666666666666679,7.6666666666666679,7.6666666666666679,7.6666666666666679,2,0.5845448567141136,0,null,null,null,9,1,3600,7.6666666666666679,0,0,3.1538461538461537,0,0,3.9607843137254912,7.6666666666666679,7.6666666666666679,7.6666666666666679,7.6666666666666679,7.6666666666666679,7.6666666666666679,7.6666666666666679,7.6666666666666679,0,0.5845448567141136,0]
[null,"Tmax Dia",2,7200,7.1266666666666678,0,0,3.1538461538461537,0,0,3.4207843137254912,7.1266666666666678,7.1266666666666678,7.1266666666666678,7.1266666666666678,7.1266666666666678,7.1266666666666678,7.1266666666666678,7.1266666666666678,2,0.58892851567641735,0,null,null,null,"Tmax Dia",2,7200,7.1266666666666678,0,0,3.1538461538461537,0,0,3.4207843137254912,7.1266666666666678,7.1266666666666678,7.1266666666666678,7.1266666666666678,7.1266666666666678,7.1266666666666678,7.1266666666666678,7.1266666666666678,0,0.58892851567641735,0,null,null,null,"Tmax Dia",2,7200,7.1266666666666678,0,0,3.1538461538461537,0,0,3.4207843137254912,7.1266666666666678,7.1266666666666678,7.1266666666666678,7.1266666666666678,7.1266666666666678,7.1266666666666678,7.1266666666666678,7.1266666666666678,2,0.5845448567141136,0,null,null,null,"Tmax Dia",2,7200,7.1266666666666678,0,0,3.1538461538461537,0,0,3.4207843137254912,7.1266666666666678,7.1266666666666678,7.1266666666666678,7.1266666666666678,7.1266666666666678,7.1266666666666678,7.1266666666666678,7.1266666666666678,0,0.5845448567141136,0,null,null,null,"Tmax Dia",2,7200,7.1266666666666678,0,0,3.1538461538461537,0,0,3.4207843137254912,7.1266666666666678,7.1266666666666678,7.1266666666666678,7.1266666666666678,7.1266666666666678,7.1266666666666678,7.1266666666666678,7.1266666666666678,2,0.5845448567141136,0,null,null,null,"Tmax Dia",2,7200,7.1266666666666678,0,0,3.1538461538461537,0,0,3.4207843137254912,7.1266666666666678,7.1266666666666678,7.1266666666666678,7.1266666666666678,7.1266666666666678,7.1266666666666678,7.1266666666666678,7.1266666666666678,0,0.5845448567141136,0,null,null,null,"Tmax Dia",2,7200,7.1266666666666678,0,0,3.1538461538461537,0,0,3.4207843137254912,7.1266666666666678,7.1266666666666678,7.1266666666666678,7.1266666666666678,7.1266666666666678,7.1266666666666678,7.1266666666666678,7.1266666666666678,2,0.5845448567141136,0,null,null,null,"Tmax Dia",2,7200,7.1266666666666678,0,0,3.1538461538461537,0,0,3.4207843137254912,7.1266666666666678,7.1266666666666678,7.1266666666666678,7.1266666666666678,7.1266666666666678,7.1266666666666678,7.1266666666666678,7.1266666666666678,0,0.5845448567141136,0,null,null,null,"Tmax Dia",2,7200,7.1266666666666678,0,0,3.1538461538461537,0,0,3.4207843137254912,7.1266666666666678,7.1266666666666678,7.1266666666666678,7.1266666666666678,7.1266666666666678,7.1266666666666678,7.1266666666666678,7.1266666666666678,2,0.5845448567141136,0,null,null,null,"Tmax Dia",2,7200,7.1266666666666678,0,0,3.1538461538461537,0,0,3.4207843137254912,7.1266666666666678,7.1266666666666678,7.1266666666666678,7.1266666666666678,7.1266666666666678,7.1266666666666678,7.1266666666666678,7.1266666666666678,0,0.5845448567141136,0]
[null,24.296693749999999,3,10800,6.3099999999999987,0,0,3.1538461538461537,0,0,2.6041176470588221,6.3099999999999987,6.3099999999999987,6.3099999999999987,6.3099999999999987,6.3099999999999987,6.3099999999999987,6.3099999999999987,6.3099999999999987,2,0.58892851567641735,0,null,null,null,24.296693749999999,3,10800,6.3099999999999987,0,0,3.1538461538461537,0,0,2.6041176470588221,6.3099999999999987,6.3099999999999987,6.3099999999999987,6.3099999999999987,6.3099999999999987,6.3099999999999987,6.3099999999999987,6.3099999999999987,0,0.58892851567641735,0,null,null,null,24.296693749999999,3,10800,6.3099999999999987,0,0,3.1538461538461537,0,0,2.6041176470588221,6.3099999999999987,6.3099999999999987,6.3099999999999987,6.3099999999999987,6.3099999999999987,6.3099999999999987,6.3099999999999987,6.3099999999999987,2,0.5845448567141136,0,null,null,null,24.296693749999999,3,10800,6.3099999999999987,0,0,3.1538461538461537,0,0,2.6041176470588221,6.3099999999999987,6.3099999999999987,6.3099999999999987,6.3099999999999987,6.3099999999999987,6.3099999999999987,6.3099999999999987,6.3099999999999987,0,0.5845448567141136,0,null,null,null,24.296693749999999,3,10800,6.3099999999999987,0,0,3.1538461538461537,0,0,2.6041176470588221,6.3099999999999987,6.3099999999999987,6.3099999999999987,6.3099999999999987,6.3099999999999987,6.3099999999999987,6.3099999999999987,6.3099999999999987,2,0.5845448567141136,0,null,null,null,24.296693749999999,3,10800,6.3099999999999987,0,0,3.1538461538461537,0,0,2.6041176470588221,6.3099999999999987,6.3099999999999987,6.3099999999999987,6.3099999999999987,6.3099999999999987,6.3099999999999987,6.3099999999999987,6.3099999999999987,0,0.5845448567141136,0,null,null,null,24.296693749999999,3,10800,6.3099999999999987,0,0,3.1538461538461537,0,0,2.6041176470588221,6.3099999999999987,6.3099999999999987,6.3099999999999987,6.3099999999999987,6.3099999999999987,6.3099999999999987,6.3099999999999987,6.3099999999999987,2,0.5845448567141136,0,null,null,null,24.296693749999999,3,10800,6.3099999999999987,0,0,3.1538461538461537,0,0,2.6041176470588221,6.3099999999999987,6.3099999999999987,6.3099999999999987,6.3099999999999987,6.3099999999999987,6.3099999999999987,6.3099999999999987,6.3099999999999987,0,0.5845448567141136,0,null,null,null,24.296693749999999,3,10800,6.3099999999999987,0,0,3.1538461538461537,0,0,2.6041176470588221,6.3099999999999987,6.3099999999999987,6.3099999999999987,6.3099999999999987,6.3099999999999987,6.3099999999999987,6.3099999999999987,6.3099999999999987,2,0.5845448567141136,0,null,null,null,24.296693749999999,3,10800,6.3099999999999987,0,0,3.1538461538461537,0,0,2.6041176470588221,6.3099999999999987,6.3099999999999987,6.3099999999999987,6.3099999999999987,6.3099999999999987,6.3099999999999987,6.3099999999999987,6.3099999999999987,0,0.5845448567141136,0]
[null,"Tmin Dia",4,14400,6.16,0,0,3.1538461538461537,0,0,2.4541176470588235,6.16,6.16,6.16,6.16,6.16,6.16,6.16,6.16,2,0.58892851567641735,0,null,null,null,"Tmin Dia",4,14400,6.16,0,0,3.1538461538461537,0,0,2.4541176470588235,6.16,6.16,6.16,6.16,6.16,6.16,6.16,6.16,0,0.58892851567641735,0,null,null,null,"Tmin Dia",4,14400,6.16,0,0,3.1538461538461537,0,0,2.4541176470588235,6.16,6.16,6.16,6.16,6.16,6.16,6.16,6.16,2,0.5845448567141136,0,null,null,null,"Tmin Dia",4,14400,6.16,0,0,3.1538461538461537,0,0,2.4541176470588235,6.16,6.16,6.16,6.16,6.16,6.16,6.16,6.16,0,0.5845448567141136,0,null,null,null,"Tmin Dia",4,14400,6.16,0,0,3.1538461538461537,0,0,2.4541176470588235,6.16,6.16,6.16,6.16,6.16,6.16,6.16,6.16,2,0.5845448567141136,0,null,null,null,"Tmin Dia",4,14400,6.16,0,0,3.1538461538461537,0,0,2.4541176470588235,6.16,6.16,6.16,6.16,6.16,6.16,6.16,6.16,0,0.5845448567141136,0,null,null,null,"Tmin Dia",4,14400,6.16,0,0,3.1538461538461537,0,0,2.4541176470588235,6.16,6.16,6.16,6.16,6.16,6.16,6.16,6.16,2,0.5845448567141136,0,null,null,null,"Tmin Dia",4,14400,6.16,0,0,3.1538461538461537,0,0,2.4541176470588235,6.16,6.16,6.16,6.16,6.16,6.16,6.16,6.16,0,0.5845448567141136,0,null,null,null,"Tmin Dia",4,14400,6.16,0,0,3.1538461538461537,0,0,2.4541176470588235,6.16,6.16,6.16,6.16,6.16,6.16,6.16,6.16,2,0.5845448567141136,0,null,null,null,"Tmin Dia",4,14400,6.16,0,0,3.1538461538461537,0,0,2.4541176470588235,6.16,6.16,6.16,6.16,6.16,6.16,6.16,6.16,0,0.5845448567141136,0]
[null,19.296693749999999,5,18000,6.28,0.17118029878530422,0,3.1538461538461537,0,0,2.5753758169934642,6.2815113160493237,6.2814422096595637,6.2811989149338556,6.2808029685089961,6.2806072925445644,6.2808029685089961,6.2811989149338556,6.2814422096595637,2,0.58892851567641735,4.6296296296296294E-2,null,null,null,19.296693749999999,5,18000,6.28,0.17118029878530422,0,3.1538461538461537,0,0,2.5753758169934642,6.2815113160493237,6.2814422096595637,6.2811989149338556,6.2808029685089961,6.2806072925445644,6.2808029685089961,6.2811989149338556,6.2814422096595637,0,0.58892851567641735,4.6296296296296294E-2,null,null,null,19.296693749999999,5,18000,6.28,0.17118029878530422,0,3.1538461538461537,0,0,2.5760239651416121,6.2815113160493237,6.2814422096595637,6.2811989149338556,6.2808029685089961,6.2806072925445644,6.2808029685089961,6.2811989149338556,6.2814422096595637,2,0.5845448567141136,4.6296296296296294E-2,null,null,null,19.296693749999999,5,18000,6.28,0.17118029878530422,0,3.1538461538461537,0,0,2.5760239651416121,6.2815113160493237,6.2814422096595637,6.2811989149338556,6.2808029685089961,6.2806072925445644,6.2808029685089961,6.2811989149338556,6.2814422096595637,0,0.5845448567141136,4.6296296296296294E-2,null,null,null,19.296693749999999,5,18000,6.28,0.17118029878530422,0,3.1538461538461537,0,0,2.5760239651416121,6.2815113160493237,6.2814422096595637,6.2811989149338556,6.2808029685089961,6.2806072925445644,6.2808029685089961,6.2811989149338556,6.2814422096595637,2,0.5845448567141136,4.6296296296296294E-2,null,null,null,19.296693749999999,5,18000,6.28,0.17118029878530422,0,3.1538461538461537,0,0,2.5760239651416121,6.2815113160493237,6.2814422096595637,6.2811989149338556,6.2808029685089961,6.2806072925445644,6.2808029685089961,6.2811989149338556,6.2814422096595637,0,0.5845448567141136,4.6296296296296294E-2,null,null,null,19.296693749999999,5,18000,6.28,0.17118029878530422,0,3.1538461538461537,0,0,2.5760239651416121,6.2815113160493237,6.2814422096595637,6.2811989149338556,6.2808029685089961,6.2806072925445644,6.2808029685089961,6.2811989149338556,6.2814422096595637,2,0.5845448567141136,4.6296296296296294E-2,null,null,null,19.296693749999999,5,18000,6.28,0.17118029878530422,0,3.1538461538461537,0,0,2.5760239651416121,6.2815113160493237,6.2814422096595637,6.2811989149338556,6.2808029685089961,6.2806072925445644,6.2808029685089961,6.2811989149338556,6.2814422096595637,0,0.5845448567141136,4.6296296296296294E-2,null,null,null,19.296693749999999,5,18000,6.28,0.17118029878530422,0,3.1538461538461537,0,0,2.5760239651416121,6.2815113160493237,6.2814422096595637,6.2811989149338556,6.2808029685089961,6.2806072925445644,6.2808029685089961,6.2811989149338556,6.2814422096595637,2,0.5845448567141136,4.6296296296296294E-2,null,null,null,19.296693749999999,5,18000,6.28,0.17118029878530422,0,3.1538461538461537,0,0,2.5760239651416121,6.2815113160493237,6.2814422096595637,6.2811989149338556,6.2808029685089961,6.2806072925445644,6.2808029685089961,6.2811989149338556,6.2814422096595637,0,0.5845448567141136,4.6296296296296294E-2]
[null,"Tmax Noche",6,21600,6.6733333333333356,82.200779476703104,0,2.523076923076923,0,0,3.6310098039215708,7.4704014177465732,7.4339547077869836,7.305641069448666,7.0968189249778098,6.9936194213365699,7.0968189249778098,7.305641069448666,7.4339547077869836,2,0.58892851567641735,24.416666666666671,null,null,null,"Tmax Noche",6,21600,6.6733333333333356,82.200779476703104,0,2.523076923076923,0,0,3.6310098039215708,7.4704014177465732,7.4339547077869836,7.305641069448666,7.0968189249778098,6.9936194213365699,7.0968189249778098,7.305641069448666,7.4339547077869836,0,0.58892851567641735,24.416666666666671,null,null,null,"Tmax Noche",6,21600,6.6733333333333356,82.200779476703104,0,2.523076923076923,0,0,3.9728431372549045,7.4704014177465732,7.4339547077869836,7.305641069448666,7.0968189249778098,6.9936194213365699,7.0968189249778098,7.305641069448666,7.4339547077869836,2,0.5845448567141136,24.416666666666671,null,null,null,"Tmax Noche",6,21600,6.6733333333333356,82.200779476703104,0,2.523076923076923,0,0,3.9728431372549045,7.4704014177465732,7.4339547077869836,7.305641069448666,7.0968189249778098,6.9936194213365699,7.0968189249778098,7.305641069448666,7.4339547077869836,0,0.5845448567141136,24.416666666666671,null,null,null,"Tmax Noche",6,21600,6.6733333333333356,82.200779476703104,0,2.523076923076923,0,0,3.9728431372549045,7.4704014177465732,7.4339547077869836,7.305641069448666,7.0968189249778098,6.9936194213365699,7.0968189249778098,7.305641069448666,7.4339547077869836,2,0.5845448567141136,24.416666666666671,null,null,null,"Tmax Noche",6,21600,6.6733333333333356,82.200779476703104,0,2.523076923076923,0,0,3.9728431372549045,7.4704014177465732,7.4339547077869836,7.305641069448666,7.0968189249778098,6.9936194213365699,7.0968189249778098,7.305641069448666,7.4339547077869836,0,0.5845448567141136,24.416666666666671,null,null,null,"Tmax Noche",6,21600,6.6733333333333356,82.200779476703104,0,2.523076923076923,0,0,3.9728431372549045,7.4704014177465732,7.4339547077869836,7.305641069448666,7.0968189249778098,6.9936194213365699,7.0968189249778098,7.305641069448666,7.4339547077869836,2,0.5845448567141136,24.416666666666671,null,null,null,"Tmax Noche",6,21600,6.6733333333333356,82.200779476703104,0,2.523076923076923,0,0,3.9728431372549045,7.4704014177465732,7.4339547077869836,7.305641069448666,7.0968189249778098,6.9936194213365699,7.0968189249778098,7.305641069448666,7.4339547077869836,0,0.5845448567141136,24.416666666666671,null,null,null,"Tmax Noche",6,21600,6.6733333333333356,82.200779476703104,0,2.523076923076923,0,0,3.9728431372549045,7.4704014177465732,7.4339547077869836,7.305641069448666,7.0968189249778098,6.9936194213365699,7.0968189249778098,7.305641069448666,7.4339547077869836,2,0.5845448567141136,24.416666666666671,null,null,null,"Tmax Noche",6,21600,6.6733333333333356,82.200779476703104,0,2.523076923076923,0,0,3.9728431372549045,7.4704014177465732,7.4339547077869836,7.305641069448666,7.0968189249778098,6.9936194213365699,7.0968189249778098,7.305641069448666,7.4339547077869836,0,0.5845448567141136,24.416666666666671]
[null,24.296693749999999,7,25200,8.0833333333333339,351.12502886841617,48.600517302862748,3.0276923076923077,0,0,8.4974542483660116,13.032288868448214,12.805993084539086,12.009300175736179,10.712734012891534,10.071973499763731,10.712734012891534,12.009300175736179,12.805993084539086,1,0.58892851567641735,151.60185185185182,null,null,null,24.296693749999999,7,25200,8.0833333333333339,351.12502886841617,48.600517302862748,3.0276923076923077,0,0,8.4974542483660116,13.032288868448214,12.805993084539086,12.009300175736179,10.712734012891534,10.071973499763731,10.712734012891534,12.009300175736179,12.805993084539086,0,0.58892851567641735,151.60185185185182,null,null,null,24.296693749999999,7,25200,8.0833333333333339,351.12502886841617,48.600517302862748,3.0276923076923077,0,0,10.619880174291939,13.032288868448214,12.805993084539086,12.009300175736179,10.712734012891534,10.071973499763731,10.712734012891534,12.009300175736179,12.805993084539086,1,0.5845448567141136,151.60185185185182,null,null,null,24.296693749999999,7,25200,8.0833333333333339,351.12502886841617,48.600517302862748,3.0276923076923077,0,0,10.619880174291939,13.032288868448214,12.805993084539086,12.009300175736179,10.712734012891534,10.071973499763731,10.712734012891534,12.009300175736179,12.805993084539086,0,0.5845448567141136,151.60185185185182,null,null,null,24.296693749999999,7,25200,8.0833333333333339,351.12502886841617,19.476134695172359,3.0276923076923077,0,0,10.619880174291939,13.032288868448214,12.805993084539086,12.009300175736179,10.712734012891534,10.071973499763731,10.712734012891534,12.009300175736179,12.805993084539086,1,0.5845448567141136,151.60185185185182,null,null,null,24.296693749999999,7,25200,8.0833333333333339,351.12502886841617,19.476134695172359,3.0276923076923077,0,0,10.619880174291939,13.032288868448214,12.805993084539086,12.009300175736179,10.712734012891534,10.071973499763731,10.712734012891534,12.009300175736179,12.805993084539086,0,0.5845448567141136,151.60185185185182,null,null,null,24.296693749999999,7,25200,8.0833333333333339,351.12502886841617,0,3.0276923076923077,0,0,10.619880174291939,13.032288868448214,12.805993084539086,12.009300175736179,10.712734012891534,10.071973499763731,10.712734012891534,12.009300175736179,12.805993084539086,1,0.5845448567141136,151.60185185185182,null,null,null,24.296693749999999,7,25200,8.0833333333333339,351.12502886841617,0,3.0276923076923077,0,0,10.619880174291939,13.032288868448214,12.805993084539086,12.009300175736179,10.712734012891534,10.071973499763731,10.712734012891534,12.009300175736179,12.805993084539086,0,0.5845448567141136,151.60185185185182,null,null,null,24.296693749999999,7,25200,8.0833333333333339,351.12502886841617,48.600517302862734,3.0276923076923077,0,0,10.619880174291939,13.032288868448214,12.805993084539086,12.009300175736179,10.712734012891534,10.071973499763731,10.712734012891534,12.009300175736179,12.805993084539086,1,0.5845448567141136,151.60185185185182,null,null,null,24.296693749999999,7,25200,8.0833333333333339,351.12502886841617,48.600517302862734,3.0276923076923077,0,0,10.619880174291939,13.032288868448214,12.805993084539086,12.009300175736179,10.712734012891534,10.071973499763731,10.712734012891534,12.009300175736179,12.805993084539086,0,0.5845448567141136,151.60185185185182]
[null,"Tmin Noche",8,28800,9.6733333333333356,548.83827396544234,251.76469900882023,1.5138461538461538,0,0,13.673238562091505,18.929539609020324,18.506290614294301,17.016207737224029,14.591194263530051,13.39275725177211,14.591194263530051,17.016207737224029,18.506290614294301,1,0.58892851567641735,283.54629629629636,null,null,null,"Tmin Noche",8,28800,9.6733333333333356,548.83827396544234,251.76469900882023,1.5138461538461538,0,0,13.673238562091505,18.929539609020324,18.506290614294301,17.016207737224029,14.591194263530051,13.39275725177211,14.591194263530051,17.016207737224029,18.506290614294301,0,0.58892851567641735,283.54629629629636,null,null,null,"Tmin Noche",8,28800,9.6733333333333356,548.83827396544234,251.76469900882023,1.5138461538461538,0,0,17.642886710239654,18.929539609020324,18.506290614294301,17.016207737224029,14.591194263530051,13.39275725177211,14.591194263530051,17.016207737224029,18.506290614294301,1,0.5845448567141136,283.54629629629636,null,null,null,"Tmin Noche",8,28800,9.6733333333333356,548.83827396544234,251.76469900882023,1.5138461538461538,0,0,17.642886710239654,18.929539609020324,18.506290614294301,17.016207737224029,14.591194263530051,13.39275725177211,14.591194263530051,17.016207737224029,18.506290614294301,0,0.5845448567141136,283.54629629629636,null,null,null,"Tmin Noche",8,28800,9.6733333333333356,548.83827396544234,100.89199583677025,1.5138461538461538,0,0,17.642886710239654,18.929539609020324,18.506290614294301,17.016207737224029,14.591194263530051,13.39275725177211,14.591194263530051,17.016207737224029,18.506290614294301,1,0.5845448567141136,283.54629629629636,null,null,null,"Tmin Noche",8,28800,9.6733333333333356,548.83827396544234,100.89199583677025,1.5138461538461538,0,0,17.642886710239654,18.929539609020324,18.506290614294301,17.016207737224029,14.591194263530051,13.39275725177211,14.591194263530051,17.016207737224029,18.506290614294301,0,0.5845448567141136,283.54629629629636,null,null,null,"Tmin Noche",8,28800,9.6733333333333356,548.83827396544234,0,1.5138461538461538,0,0,17.642886710239654,18.929539609020324,18.506290614294301,17.016207737224029,14.591194263530051,13.39275725177211,14.591194263530051,17.016207737224029,18.506290614294301,1,0.5845448567141136,283.54629629629636,null,null,null,"Tmin Noche",8,28800,9.6733333333333356,548.83827396544234,0,1.5138461538461538,0,0,17.642886710239654,18.929539609020324,18.506290614294301,17.016207737224029,14.591194263530051,13.39275725177211,14.591194263530051,17.016207737224029,18.506290614294301,0,0.5845448567141136,283.54629629629636,null,null,null,"Tmin Noche",8,28800,9.6733333333333356,548.83827396544234,251.76469900882017,1.5138461538461538,0,0,17.642886710239654,18.929539609020324,18.506290614294301,17.016207737224029,14.591194263530051,13.39275725177211,14.591194263530051,17.016207737224029,18.506290614294301,1,0.5845448567141136,283.54629629629636,null,null,null,"Tmin Noche",8,28800,9.6733333333333356,548.83827396544234,251.76469900882017,1.5138461538461538,0,0,17.642886710239654,18.929539609020324,18.506290614294301,17.016207737224029,14.591194263530051,13.39275725177211,14.591194263530051,17.016207737224029,18.506290614294301,0,0.5845448567141136,283.54629629629636]
[null,17.296693749999999,9,32400,11.533333333333331,707.89900759674731,465.3850016248885,0.94615384615384612,0,0,17.981133986928103,23.729956114584205,23.172253727940515,21.208816632533065,18.013449794632603,16.43430562647649,18.013449794632603,21.208816632533065,23.172253727940515,1,0.58892851567641735,373.62037037037038,null,null,null,17.296693749999999,9,32400,11.533333333333331,707.89900759674731,465.3850016248885,0.94615384615384612,0,0,17.981133986928103,23.729956114584205,23.172253727940515,21.208816632533065,18.013449794632603,16.43430562647649,18.013449794632603,21.208816632533065,23.172253727940515,0,0.58892851567641735,373.62037037037038,null,null,null,17.296693749999999,9,32400,11.533333333333331,707.89900759674731,465.3850016248885,0.94615384615384612,0,0,23.211819172113287,23.729956114584205,23.172253727940515,21.208816632533065,18.013449794632603,16.43430562647649,18.013449794632603,21.208816632533065,23.172253727940515,1,0.5845448567141136,373.62037037037038,null,null,null,17.296693749999999,9,32400,11.533333333333331,707.89900759674731,465.3850016248885,0.94615384615384612,0,0,23.211819172113287,23.729956114584205,23.172253727940515,21.208816632533065,18.013449794632603,16.43430562647649,18.013449794632603,21.208816632533065,23.172253727940515,0,0.5845448567141136,373.62037037037038,null,null,null,17.296693749999999,9,32400,11.533333333333331,707.89900759674731,186.49803499571885,0.94615384615384612,0,0,23.211819172113287,23.729956114584205,23.172253727940515,21.208816632533065,18.013449794632603,16.43430562647649,18.013449794632603,21.208816632533065,23.172253727940515,1,0.5845448567141136,373.62037037037038,null,null,null,17.296693749999999,9,32400,11.533333333333331,707.89900759674731,186.49803499571885,0.94615384615384612,0,0,23.211819172113287,23.729956114584205,23.172253727940515,21.208816632533065,18.013449794632603,16.43430562647649,18.013449794632603,21.208816632533065,23.172253727940515,0,0.5845448567141136,373.62037037037038,null,null,null,17.296693749999999,9,32400,11.533333333333331,707.89900759674731,0,0.94615384615384612,0,0,23.211819172113287,23.729956114584205,23.172253727940515,21.208816632533065,18.013449794632603,16.43430562647649,18.013449794632603,21.208816632533065,23.172253727940515,1,0.5845448567141136,373.62037037037038,null,null,null,17.296693749999999,9,32400,11.533333333333331,707.89900759674731,0,0.94615384615384612,0,0,23.211819172113287,23.729956114584205,23.172253727940515,21.208816632533065,18.013449794632603,16.43430562647649,18.013449794632603,21.208816632533065,23.172253727940515,0,0.5845448567141136,373.62037037037038,null,null,null,17.296693749999999,9,32400,11.533333333333331,707.89900759674731,465.38500162488845,0.94615384615384612,0,0,23.211819172113287,23.729956114584205,23.172253727940515,21.208816632533065,18.013449794632603,16.43430562647649,18.013449794632603,21.208816632533065,23.172253727940515,1,0.5845448567141136,373.62037037037038,null,null,null,17.296693749999999,9,32400,11.533333333333331,707.89900759674731,465.38500162488845,0.94615384615384612,0,0,23.211819172113287,23.729956114584205,23.172253727940515,21.208816632533065,18.013449794632603,16.43430562647649,18.013449794632603,21.208816632533065,23.172253727940515,0,0.5845448567141136,373.62037037037038]
[null,"Tsuelo",10,36000,13.460000000000003,821.32307357188961,497.07464181335388,0.94615384615384612,0,0,22.361986928104574,28.604595867061384,27.912094556551224,25.474086769178051,21.506386834946813,19.545557130570369,21.506386834946813,25.474086769178051,27.912094556551224,1,0.58892851567641735,463.92592592592592,null,null,null,"Tsuelo",10,36000,13.460000000000003,821.32307357188961,497.07464181335388,0.94615384615384612,0,0,22.361986928104574,28.604595867061384,27.912094556551224,25.474086769178051,21.506386834946813,19.545557130570369,21.506386834946813,25.474086769178051,27.912094556551224,0,0.58892851567641735,463.92592592592592,null,null,null,"Tsuelo",10,36000,13.460000000000003,821.32307357188961,497.07464181335388,0.94615384615384612,0,0,28.85694989106754,28.604595867061384,27.912094556551224,25.474086769178051,21.506386834946813,19.545557130570369,21.506386834946813,25.474086769178051,27.912094556551224,1,0.5845448567141136,463.92592592592592,null,null,null,"Tsuelo",10,36000,13.460000000000003,821.32307357188961,497.07464181335388,0.94615384615384612,0,0,28.85694989106754,28.604595867061384,27.912094556551224,25.474086769178051,21.506386834946813,19.545557130570369,21.506386834946813,25.474086769178051,27.912094556551224,0,0.5845448567141136,463.92592592592592,null,null,null,"Tsuelo",10,36000,13.460000000000003,821.32307357188961,199.19731753433791,0.94615384615384612,0,0,28.85694989106754,28.604595867061384,27.912094556551224,25.474086769178051,21.506386834946813,19.545557130570369,21.506386834946813,25.474086769178051,27.912094556551224,1,0.5845448567141136,463.92592592592592,null,null,null,"Tsuelo",10,36000,13.460000000000003,821.32307357188961,199.19731753433791,0.94615384615384612,0,0,28.85694989106754,28.604595867061384,27.912094556551224,25.474086769178051,21.506386834946813,19.545557130570369,21.506386834946813,25.474086769178051,27.912094556551224,0,0.5845448567141136,463.92592592592592,null,null,null,"Tsuelo",10,36000,13.460000000000003,821.32307357188961,0,0.94615384615384612,0,0,28.85694989106754,28.604595867061384,27.912094556551224,25.474086769178051,21.506386834946813,19.545557130570369,21.506386834946813,25.474086769178051,27.912094556551224,1,0.5845448567141136,463.92592592592592,null,null,null,"Tsuelo",10,36000,13.460000000000003,821.32307357188961,0,0.94615384615384612,0,0,28.85694989106754,28.604595867061384,27.912094556551224,25.474086769178051,21.506386834946813,19.545557130570369,21.506386834946813,25.474086769178051,27.912094556551224,0,0.5845448567141136,463.92592592592592,null,null,null,"Tsuelo",10,36000,13.460000000000003,821.32307357188961,497.07464181335371,0.94615384615384612,0,0,28.85694989106754,28.604595867061384,27.912094556551224,25.474086769178051,21.506386834946813,19.545557130570369,21.506386834946813,25.474086769178051,27.912094556551224,1,0.5845448567141136,463.92592592592592,null,null,null,"Tsuelo",10,36000,13.460000000000003,821.32307357188961,497.07464181335371,0.94615384615384612,0,0,28.85694989106754,28.604595867061384,27.912094556551224,25.474086769178051,21.506386834946813,19.545557130570369,21.506386834946813,25.474086769178051,27.912094556551224,0,0.5845448567141136,463.92592592592592]
[null,11.359583333333333,11,39600,15.363333333333337,918.93007993927017,698.69085031194845,0.94615384615384612,0,0,25.014686274509803,31.408069039371821,30.674407963120416,28.09149383711565,23.887968212238146,21.810593903446225,23.887968212238146,28.09149383711565,30.674407963120416,1,0.58892851567641735,491.5,null,null,null,11.359583333333333,11,39600,15.363333333333337,918.93007993927017,698.69085031194845,0.94615384615384612,0,0,25.014686274509803,31.408069039371821,30.674407963120416,28.09149383711565,23.887968212238146,21.810593903446225,23.887968212238146,28.09149383711565,30.674407963120416,0,0.58892851567641735,491.5,null,null,null,11.359583333333333,11,39600,15.363333333333337,918.93007993927017,698.69085031194845,0.94615384615384612,0,0,31.89568627450981,31.408069039371821,30.674407963120416,28.09149383711565,23.887968212238146,21.810593903446225,23.887968212238146,28.09149383711565,30.674407963120416,1,0.5845448567141136,491.5,null,null,null,11.359583333333333,11,39600,15.363333333333337,918.93007993927017,698.69085031194845,0.94615384615384612,0,0,31.89568627450981,31.408069039371821,30.674407963120416,28.09149383711565,23.887968212238146,21.810593903446225,23.887968212238146,28.09149383711565,30.674407963120416,0,0.5845448567141136,491.5,null,null,null,11.359583333333333,11,39600,15.363333333333337,918.93007993927017,279.99284505884191,0.94615384615384612,0,0,31.89568627450981,31.408069039371821,30.674407963120416,28.09149383711565,23.887968212238146,21.810593903446225,23.887968212238146,28.09149383711565,30.674407963120416,1,0.5845448567141136,491.5,null,null,null,11.359583333333333,11,39600,15.363333333333337,918.93007993927017,279.99284505884191,0.94615384615384612,0,0,31.89568627450981,31.408069039371821,30.674407963120416,28.09149383711565,23.887968212238146,21.810593903446225,23.887968212238146,28.09149383711565,30.674407963120416,0,0.5845448567141136,491.5,null,null,null,11.359583333333333,11,39600,15.363333333333337,918.93007993927017,0,0.94615384615384612,0,0,31.89568627450981,31.408069039371821,30.674407963120416,28.09149383711565,23.887968212238146,21.810593903446225,23.887968212238146,28.09149383711565,30.674407963120416,1,0.5845448567141136,491.5,null,null,null,11.359583333333333,11,39600,15.363333333333337,918.93007993927017,0,0.94615384615384612,0,0,31.89568627450981,31.408069039371821,30.674407963120416,28.09149383711565,23.887968212238146,21.810593903446225,23.887968212238146,28.09149383711565,30.674407963120416,0,0.5845448567141136,491.5,null,null,null,11.359583333333333,11,39600,15.363333333333337,918.93007993927017,698.69085031194822,0.94615384615384612,0,0,31.89568627450981,31.408069039371821,30.674407963120416,28.09149383711565,23.887968212238146,21.810593903446225,23.887968212238146,28.09149383711565,30.674407963120416,1,0.5845448567141136,491.5,null,null,null,11.359583333333333,11,39600,15.363333333333337,918.93007993927017,698.69085031194822,0.94615384615384612,0,0,31.89568627450981,31.408069039371821,30.674407963120416,28.09149383711565,23.887968212238146,21.810593903446225,23.887968212238146,28.09149383711565,30.674407963120416,0,0.5845448567141136,491.5]
[null,"Infil RAH",12,43200,16.47,769.4212069801855,536.73780437181961,0.94615384615384612,0,0,26.347823529411759,32.786772594916719,32.04067236850846,29.413965191876283,25.139169210524081,23.026573228134467,25.139169210524081,29.413965191876283,32.04067236850846,1,0.58892851567641735,499.83333333333331,null,null,null,"Infil RAH",12,43200,16.47,769.4212069801855,536.73780437181961,0.94615384615384612,0,0,26.347823529411759,32.786772594916719,32.04067236850846,29.413965191876283,25.139169210524081,23.026573228134467,25.139169210524081,29.413965191876283,32.04067236850846,0,0.58892851567641735,499.83333333333331,null,null,null,"Infil RAH",12,43200,16.47,769.4212069801855,536.73780437181961,0.94615384615384612,0,0,33.34549019607843,32.786772594916719,32.04067236850846,29.413965191876283,25.139169210524081,23.026573228134467,25.139169210524081,29.413965191876283,32.04067236850846,1,0.5845448567141136,499.83333333333331,null,null,null,"Infil RAH",12,43200,16.47,769.4212069801855,536.73780437181961,0.94615384615384612,0,0,33.34549019607843,32.786772594916719,32.04067236850846,29.413965191876283,25.139169210524081,23.026573228134467,25.139169210524081,29.413965191876283,32.04067236850846,0,0.5845448567141136,499.83333333333331,null,null,null,"Infil RAH",12,43200,16.47,769.4212069801855,0,0.94615384615384612,0,0,33.34549019607843,32.786772594916719,32.04067236850846,29.413965191876283,25.139169210524081,23.026573228134467,25.139169210524081,29.413965191876283,32.04067236850846,1,0.5845448567141136,499.83333333333331,null,null,null,"Infil RAH",12,43200,16.47,769.4212069801855,0,0.94615384615384612,0,0,33.34549019607843,32.786772594916719,32.04067236850846,29.413965191876283,25.139169210524081,23.026573228134467,25.139169210524081,29.413965191876283,32.04067236850846,0,0.5845448567141136,499.83333333333331,null,null,null,"Infil RAH",12,43200,16.47,769.4212069801855,0,0.94615384615384612,0,0,33.34549019607843,32.786772594916719,32.04067236850846,29.413965191876283,25.139169210524081,23.026573228134467,25.139169210524081,29.413965191876283,32.04067236850846,1,0.5845448567141136,499.83333333333331,null,null,null,"Infil RAH",12,43200,16.47,769.4212069801855,0,0.94615384615384612,0,0,33.34549019607843,32.786772594916719,32.04067236850846,29.413965191876283,25.139169210524081,23.026573228134467,25.139169210524081,29.413965191876283,32.04067236850846,0,0.5845448567141136,499.83333333333331,null,null,null,"Infil RAH",12,43200,16.47,769.4212069801855,536.73780437181938,0.94615384615384612,0,0,33.34549019607843,32.786772594916719,32.04067236850846,29.413965191876283,25.139169210524081,23.026573228134467,25.139169210524081,29.413965191876283,32.04067236850846,1,0.5845448567141136,499.83333333333331,null,null,null,"Infil RAH",12,43200,16.47,769.4212069801855,536.73780437181938,0.94615384615384612,0,0,33.34549019607843,32.786772594916719,32.04067236850846,29.413965191876283,25.139169210524081,23.026573228134467,25.139169210524081,29.413965191876283,32.04067236850846,0,0.5845448567141136,499.83333333333331]
[null,0.21328302278512112,13,46800,17.146666666666668,730.56327915592146,529.99097775105008,0.94615384615384612,0,0,26.447996732026144,32.770954247783344,32.056518569163259,29.541289035850415,25.4479157063688,23.424978450881756,25.4479157063688,29.541289035850415,32.056518569163259,1,0.58892851567641735,478.62037037037038,null,null,null,0.21328302278512112,13,46800,17.146666666666668,730.56327915592146,529.99097775105008,0.94615384615384612,0,0,26.447996732026144,32.770954247783344,32.056518569163259,29.541289035850415,25.4479157063688,23.424978450881756,25.4479157063688,29.541289035850415,32.056518569163259,0,0.58892851567641735,478.62037037037038,null,null,null,0.21766668174742482,13,46800,17.146666666666668,730.56327915592146,529.99097775105008,0.94615384615384612,0,0,33.148681917211334,32.770954247783344,32.056518569163259,29.541289035850415,25.4479157063688,23.424978450881756,25.4479157063688,29.541289035850415,32.056518569163259,1,0.5845448567141136,478.62037037037038,null,null,null,0.21766668174742482,13,46800,17.146666666666668,730.56327915592146,529.99097775105008,0.94615384615384612,0,0,33.148681917211334,32.770954247783344,32.056518569163259,29.541289035850415,25.4479157063688,23.424978450881756,25.4479157063688,29.541289035850415,32.056518569163259,0,0.5845448567141136,478.62037037037038,null,null,null,0.21766668174742482,13,46800,17.146666666666668,730.56327915592146,0,0.94615384615384612,0,0,33.148681917211334,32.770954247783344,32.056518569163259,29.541289035850415,25.4479157063688,23.424978450881756,25.4479157063688,29.541289035850415,32.056518569163259,1,0.5845448567141136,478.62037037037038,null,null,null,0.21766668174742482,13,46800,17.146666666666668,730.56327915592146,0,0.94615384615384612,0,0,33.148681917211334,32.770954247783344,32.056518569163259,29.541289035850415,25.4479157063688,23.424978450881756,25.4479157063688,29.541289035850415,32.056518569163259,0,0.5845448567141136,478.62037037037038,null,null,null,0.21766668174742482,13,46800,17.146666666666668,730.56327915592146,212.38818520348411,0.94615384615384612,0,0,33.148681917211334,32.770954247783344,32.056518569163259,29.541289035850415,25.4479157063688,23.424978450881756,25.4479157063688,29.541289035850415,32.056518569163259,1,0.5845448567141136,478.62037037037038,null,null,null,0.21766668174742482,13,46800,17.146666666666668,730.56327915592146,212.38818520348411,0.94615384615384612,0,0,33.148681917211334,32.770954247783344,32.056518569163259,29.541289035850415,25.4479157063688,23.424978450881756,25.4479157063688,29.541289035850415,32.056518569163259,0,0.5845448567141136,478.62037037037038,null,null,null,0.21766668174742482,13,46800,17.146666666666668,730.56327915592146,529.99097775104985,0.94615384615384612,0,0,33.148681917211334,32.770954247783344,32.056518569163259,29.541289035850415,25.4479157063688,23.424978450881756,25.4479157063688,29.541289035850415,32.056518569163259,1,0.5845448567141136,478.62037037037038,null,null,null,0.21766668174742482,13,46800,17.146666666666668,730.56327915592146,529.99097775104985,0.94615384615384612,0,0,33.148681917211334,32.770954247783344,32.056518569163259,29.541289035850415,25.4479157063688,23.424978450881756,25.4479157063688,29.541289035850415,32.056518569163259,0,0.5845448567141136,478.62037037037038]
[null,"Cat Mes",14,50400,17.626666666666665,700.16165809165147,356.73480669300824,0.94615384615384612,0,0,24.843964052287578,30.747610343683817,30.147642489062719,28.035406339412351,24.597878668067871,22.899059080065378,24.597878668067871,28.035406339412351,30.147642489062719,1,0.58892851567641735,401.93518518518516,null,null,null,"Cat Mes",14,50400,17.626666666666665,700.16165809165147,356.73480669300824,0.94615384615384612,0,0,24.843964052287578,30.747610343683817,30.147642489062719,28.035406339412351,24.597878668067871,22.899059080065378,24.597878668067871,28.035406339412351,30.147642489062719,0,0.58892851567641735,401.93518518518516,null,null,null,"Cat Mes",14,50400,17.626666666666665,700.16165809165147,356.73480669300824,0.94615384615384612,0,0,30.471056644880175,30.747610343683817,30.147642489062719,28.035406339412351,24.597878668067871,22.899059080065378,24.597878668067871,28.035406339412351,30.147642489062719,1,0.5845448567141136,401.93518518518516,null,null,null,"Cat Mes",14,50400,17.626666666666665,700.16165809165147,356.73480669300824,0.94615384615384612,0,0,30.471056644880175,30.747610343683817,30.147642489062719,28.035406339412351,24.597878668067871,22.899059080065378,24.597878668067871,28.035406339412351,30.147642489062719,0,0.5845448567141136,401.93518518518516,null,null,null,"Cat Mes",14,50400,17.626666666666665,700.16165809165147,0,0.94615384615384612,0,0,30.471056644880175,30.747610343683817,30.147642489062719,28.035406339412351,24.597878668067871,22.899059080065378,24.597878668067871,28.035406339412351,30.147642489062719,1,0.5845448567141136,401.93518518518516,null,null,null,"Cat Mes",14,50400,17.626666666666665,700.16165809165147,0,0.94615384615384612,0,0,30.471056644880175,30.747610343683817,30.147642489062719,28.035406339412351,24.597878668067871,22.899059080065378,24.597878668067871,28.035406339412351,30.147642489062719,0,0.5845448567141136,401.93518518518516,null,null,null,"Cat Mes",14,50400,17.626666666666665,700.16165809165147,142.95763772045385,0.94615384615384612,0,0,30.471056644880175,30.747610343683817,30.147642489062719,28.035406339412351,24.597878668067871,22.899059080065378,24.597878668067871,28.035406339412351,30.147642489062719,1,0.5845448567141136,401.93518518518516,null,null,null,"Cat Mes",14,50400,17.626666666666665,700.16165809165147,142.95763772045385,0.94615384615384612,0,0,30.471056644880175,30.747610343683817,30.147642489062719,28.035406339412351,24.597878668067871,22.899059080065378,24.597878668067871,28.035406339412351,30.147642489062719,0,0.5845448567141136,401.93518518518516,null,null,null,"Cat Mes",14,50400,17.626666666666665,700.16165809165147,356.73480669300812,0.94615384615384612,0,0,30.471056644880175,30.747610343683817,30.147642489062719,28.035406339412351,24.597878668067871,22.899059080065378,24.597878668067871,28.035406339412351,30.147642489062719,1,0.5845448567141136,401.93518518518516,null,null,null,"Cat Mes",14,50400,17.626666666666665,700.16165809165147,356.73480669300812,0.94615384615384612,0,0,30.471056644880175,30.747610343683817,30.147642489062719,28.035406339412351,24.597878668067871,22.899059080065378,24.597878668067871,28.035406339412351,30.147642489062719,0,0.5845448567141136,401.93518518518516]
[null,"i",15,54000,17.193333333333332,554.52145988511472,203.48545916408941,0.94615384615384612,0,0,21.056349673202611,26.285108422853913,25.869378203333813,24.40576579242056,22.023831289751286,20.846683822923502,22.023831289751286,24.40576579242056,25.869378203333813,1,0.58892851567641735,278.50925925925924,null,null,null,"i",15,54000,17.193333333333332,554.52145988511472,203.48545916408941,0.94615384615384612,0,0,21.056349673202611,26.285108422853913,25.869378203333813,24.40576579242056,22.023831289751286,20.846683822923502,22.023831289751286,24.40576579242056,25.869378203333813,0,0.58892851567641735,278.50925925925924,null,null,null,"i",15,54000,17.193333333333332,554.52145988511472,203.48545916408941,0.94615384615384612,0,0,24.955479302832241,26.285108422853913,25.869378203333813,24.40576579242056,22.023831289751286,20.846683822923502,22.023831289751286,24.40576579242056,25.869378203333813,1,0.5845448567141136,278.50925925925924,null,null,null,"i",15,54000,17.193333333333332,554.52145988511472,203.48545916408941,0.94615384615384612,0,0,24.955479302832241,26.285108422853913,25.869378203333813,24.40576579242056,22.023831289751286,20.846683822923502,22.023831289751286,24.40576579242056,25.869378203333813,0,0.5845448567141136,278.50925925925924,null,null,null,"i",15,54000,17.193333333333332,554.52145988511472,0,0.94615384615384612,0,0,24.955479302832241,26.285108422853913,25.869378203333813,24.40576579242056,22.023831289751286,20.846683822923502,22.023831289751286,24.40576579242056,25.869378203333813,1,0.5845448567141136,278.50925925925924,null,null,null,"i",15,54000,17.193333333333332,554.52145988511472,0,0.94615384615384612,0,0,24.955479302832241,26.285108422853913,25.869378203333813,24.40576579242056,22.023831289751286,20.846683822923502,22.023831289751286,24.40576579242056,25.869378203333813,0,0.5845448567141136,278.50925925925924,null,null,null,"i",15,54000,17.193333333333332,554.52145988511472,81.544609628164565,0.94615384615384612,0,0,24.955479302832241,26.285108422853913,25.869378203333813,24.40576579242056,22.023831289751286,20.846683822923502,22.023831289751286,24.40576579242056,25.869378203333813,1,0.5845448567141136,278.50925925925924,null,null,null,"i",15,54000,17.193333333333332,554.52145988511472,81.544609628164565,0.94615384615384612,0,0,24.955479302832241,26.285108422853913,25.869378203333813,24.40576579242056,22.023831289751286,20.846683822923502,22.023831289751286,24.40576579242056,25.869378203333813,0,0.5845448567141136,278.50925925925924,null,null,null,"i",15,54000,17.193333333333332,554.52145988511472,203.48545916408935,0.94615384615384612,0,0,24.955479302832241,26.285108422853913,25.869378203333813,24.40576579242056,22.023831289751286,20.846683822923502,22.023831289751286,24.40576579242056,25.869378203333813,1,0.5845448567141136,278.50925925925924,null,null,null,"i",15,54000,17.193333333333332,554.52145988511472,203.48545916408935,0.94615384615384612,0,0,24.955479302832241,26.285108422853913,25.869378203333813,24.40576579242056,22.023831289751286,20.846683822923502,22.023831289751286,24.40576579242056,25.869378203333813,0,0.5845448567141136,278.50925925925924]
[null,null,16,57600,16.630000000000003,352.18634672088496,53.536507341434735,1.1353846153846152,0,0,16.938686274509802,21.452307250181569,21.231802581734357,20.455497770945765,19.192111918504342,18.567749051195907,19.192111918504342,20.455497770945765,21.231802581734357,1,0.58892851567641735,147.72222222222217,null,null,null,null,16,57600,16.630000000000003,352.18634672088496,53.536507341434735,1.1353846153846152,0,0,16.938686274509802,21.452307250181569,21.231802581734357,20.455497770945765,19.192111918504342,18.567749051195907,19.192111918504342,20.455497770945765,21.231802581734357,0,0.58892851567641735,147.72222222222217,null,null,null,null,16,57600,16.630000000000003,352.18634672088496,53.536507341434735,1.1353846153846152,0,0,19.006797385620914,21.452307250181569,21.231802581734357,20.455497770945765,19.192111918504342,18.567749051195907,19.192111918504342,20.455497770945765,21.231802581734357,1,0.5845448567141136,147.72222222222217,null,null,null,null,16,57600,16.630000000000003,352.18634672088496,53.536507341434735,1.1353846153846152,0,0,19.006797385620914,21.452307250181569,21.231802581734357,20.455497770945765,19.192111918504342,18.567749051195907,19.192111918504342,20.455497770945765,21.231802581734357,0,0.5845448567141136,147.72222222222217,null,null,null,null,16,57600,16.630000000000003,352.18634672088496,0,1.1353846153846152,0,0,19.006797385620914,21.452307250181569,21.231802581734357,20.455497770945765,19.192111918504342,18.567749051195907,19.192111918504342,20.455497770945765,21.231802581734357,1,0.5845448567141136,147.72222222222217,null,null,null,null,16,57600,16.630000000000003,352.18634672088496,0,1.1353846153846152,0,0,19.006797385620914,21.452307250181569,21.231802581734357,20.455497770945765,19.192111918504342,18.567749051195907,19.192111918504342,20.455497770945765,21.231802581734357,0,0.5845448567141136,147.72222222222217,null,null,null,null,16,57600,16.630000000000003,352.18634672088496,21.454179625150797,1.1353846153846152,0,0,19.006797385620914,21.452307250181569,21.231802581734357,20.455497770945765,19.192111918504342,18.567749051195907,19.192111918504342,20.455497770945765,21.231802581734357,1,0.5845448567141136,147.72222222222217,null,null,null,null,16,57600,16.630000000000003,352.18634672088496,21.454179625150797,1.1353846153846152,0,0,19.006797385620914,21.452307250181569,21.231802581734357,20.455497770945765,19.192111918504342,18.567749051195907,19.192111918504342,20.455497770945765,21.231802581734357,0,0.5845448567141136,147.72222222222217,null,null,null,null,16,57600,16.630000000000003,352.18634672088496,53.536507341434721,1.1353846153846152,0,0,19.006797385620914,21.452307250181569,21.231802581734357,20.455497770945765,19.192111918504342,18.567749051195907,19.192111918504342,20.455497770945765,21.231802581734357,1,0.5845448567141136,147.72222222222217,null,null,null,null,16,57600,16.630000000000003,352.18634672088496,53.536507341434721,1.1353846153846152,0,0,19.006797385620914,21.452307250181569,21.231802581734357,20.455497770945765,19.192111918504342,18.567749051195907,19.192111918504342,20.455497770945765,21.231802581734357,0,0.5845448567141136,147.72222222222217]
[null,null,17,61200,14.9,82.474667954759582,1.0514534993407796,1.8923076923076922,0,0,11.846101307189542,15.683163976759461,15.647353045585666,15.52127771872386,15.316098281361711,15.214698996593242,15.316098281361711,15.52127771872386,15.647353045585666,1,0.58892851567641735,23.990740740740744,null,null,null,null,17,61200,14.9,82.474667954759582,1.0514534993407796,1.8923076923076922,0,0,11.846101307189542,15.683163976759461,15.647353045585666,15.52127771872386,15.316098281361711,15.214698996593242,15.316098281361711,15.52127771872386,15.647353045585666,0,0.58892851567641735,23.990740740740744,null,null,null,null,17,61200,14.9,82.474667954759582,1.0514534993407796,1.8923076923076922,0,0,12.181971677559915,15.683163976759461,15.647353045585666,15.52127771872386,15.316098281361711,15.214698996593242,15.316098281361711,15.52127771872386,15.647353045585666,1,0.5845448567141136,23.990740740740744,null,null,null,null,17,61200,14.9,82.474667954759582,1.0514534993407796,1.8923076923076922,0,0,12.181971677559915,15.683163976759461,15.647353045585666,15.52127771872386,15.316098281361711,15.214698996593242,15.316098281361711,15.52127771872386,15.647353045585666,0,0.5845448567141136,23.990740740740744,null,null,null,null,17,61200,14.9,82.474667954759582,0,1.8923076923076922,0,0,12.181971677559915,15.683163976759461,15.647353045585666,15.52127771872386,15.316098281361711,15.214698996593242,15.316098281361711,15.52127771872386,15.647353045585666,1,0.5845448567141136,23.990740740740744,null,null,null,null,17,61200,14.9,82.474667954759582,0,1.8923076923076922,0,0,12.181971677559915,15.683163976759461,15.647353045585666,15.52127771872386,15.316098281361711,15.214698996593242,15.316098281361711,15.52127771872386,15.647353045585666,0,0.5845448567141136,23.990740740740744,null,null,null,null,17,61200,14.9,82.474667954759582,0.42135868330901699,1.8923076923076922,0,0,12.181971677559915,15.683163976759461,15.647353045585666,15.52127771872386,15.316098281361711,15.214698996593242,15.316098281361711,15.52127771872386,15.647353045585666,1,0.5845448567141136,23.990740740740744,null,null,null,null,17,61200,14.9,82.474667954759582,0.42135868330901699,1.8923076923076922,0,0,12.181971677559915,15.683163976759461,15.647353045585666,15.52127771872386,15.316098281361711,15.214698996593242,15.316098281361711,15.52127771872386,15.647353045585666,0,0.5845448567141136,23.990740740740744,null,null,null,null,17,61200,14.9,82.474667954759582,1.0514534993407794,1.8923076923076922,0,0,12.181971677559915,15.683163976759461,15.647353045585666,15.52127771872386,15.316098281361711,15.214698996593242,15.316098281361711,15.52127771872386,15.647353045585666,1,0.5845448567141136,23.990740740740744,null,null,null,null,17,61200,14.9,82.474667954759582,1.0514534993407794,1.8923076923076922,0,0,12.181971677559915,15.683163976759461,15.647353045585666,15.52127771872386,15.316098281361711,15.214698996593242,15.316098281361711,15.52127771872386,15.647353045585666,0,0.5845448567141136,23.990740740740744]
[null,null,18,64800,13.733333333333331,0.34236059757060844,0,1.8923076923076922,1.5,0,10.029967320261434,13.736355965431978,13.736217752652458,13.735731163201041,13.734939270351322,13.734547918422459,13.734939270351322,13.735731163201041,13.736217752652458,1,0.58892851567641735,9.2592592592592587E-2,null,null,null,null,18,64800,13.733333333333331,0.34236059757060844,0,1.8923076923076922,1.5,0,10.029967320261434,13.736355965431978,13.736217752652458,13.735731163201041,13.734939270351322,13.734547918422459,13.734939270351322,13.735731163201041,13.736217752652458,0,0.58892851567641735,9.2592592592592587E-2,null,null,null,null,18,64800,13.733333333333331,0.34236059757060844,0,1.8923076923076922,1.5,0,10.03126361655773,13.736355965431978,13.736217752652458,13.735731163201041,13.734939270351322,13.734547918422459,13.734939270351322,13.735731163201041,13.736217752652458,1,0.5845448567141136,9.2592592592592587E-2,null,null,null,null,18,64800,13.733333333333331,0.34236059757060844,0,1.8923076923076922,1.5,0,10.03126361655773,13.736355965431978,13.736217752652458,13.735731163201041,13.734939270351322,13.734547918422459,13.734939270351322,13.735731163201041,13.736217752652458,0,0.5845448567141136,9.2592592592592587E-2,null,null,null,null,18,64800,13.733333333333331,0.34236059757060844,0,1.8923076923076922,1.5,0,10.03126361655773,13.736355965431978,13.736217752652458,13.735731163201041,13.734939270351322,13.734547918422459,13.734939270351322,13.735731163201041,13.736217752652458,1,0.5845448567141136,9.2592592592592587E-2,null,null,null,null,18,64800,13.733333333333331,0.34236059757060844,0,1.8923076923076922,1.5,0,10.03126361655773,13.736355965431978,13.736217752652458,13.735731163201041,13.734939270351322,13.734547918422459,13.734939270351322,13.735731163201041,13.736217752652458,0,0.5845448567141136,9.2592592592592587E-2,null,null,null,null,18,64800,13.733333333333331,0.34236059757060844,0,1.8923076923076922,1.5,0,10.03126361655773,13.736355965431978,13.736217752652458,13.735731163201041,13.734939270351322,13.734547918422459,13.734939270351322,13.735731163201041,13.736217752652458,1,0.5845448567141136,9.2592592592592587E-2,null,null,null,null,18,64800,13.733333333333331,0.34236059757060844,0,1.8923076923076922,1.5,0,10.03126361655773,13.736355965431978,13.736217752652458,13.735731163201041,13.734939270351322,13.734547918422459,13.734939270351322,13.735731163201041,13.736217752652458,0,0.5845448567141136,9.2592592592592587E-2,null,null,null,null,18,64800,13.733333333333331,0.34236059757060844,0,1.8923076923076922,1.5,0,10.03126361655773,13.736355965431978,13.736217752652458,13.735731163201041,13.734939270351322,13.734547918422459,13.734939270351322,13.735731163201041,13.736217752652458,1,0.5845448567141136,9.2592592592592587E-2,null,null,null,null,18,64800,13.733333333333331,0.34236059757060844,0,1.8923076923076922,1.5,0,10.03126361655773,13.736355965431978,13.736217752652458,13.735731163201041,13.734939270351322,13.734547918422459,13.734939270351322,13.735731163201041,13.736217752652458,0,0.5845448567141136,9.2592592592592587E-2]
[null,null,19,68400,12.360000000000003,0,0,2.8384615384615381,1.5,0,8.6541176470588255,12.360000000000003,12.360000000000003,12.360000000000003,12.360000000000003,12.360000000000003,12.360000000000003,12.360000000000003,12.360000000000003,1,0.58892851567641735,0,null,null,null,null,19,68400,12.360000000000003,0,0,2.8384615384615381,1.5,0,8.6541176470588255,12.360000000000003,12.360000000000003,12.360000000000003,12.360000000000003,12.360000000000003,12.360000000000003,12.360000000000003,12.360000000000003,0,0.58892851567641735,0,null,null,null,null,19,68400,12.360000000000003,0,0,2.8384615384615381,1.5,0,8.6541176470588255,12.360000000000003,12.360000000000003,12.360000000000003,12.360000000000003,12.360000000000003,12.360000000000003,12.360000000000003,12.360000000000003,1,0.5845448567141136,0,null,null,null,null,19,68400,12.360000000000003,0,0,2.8384615384615381,1.5,0,8.6541176470588255,12.360000000000003,12.360000000000003,12.360000000000003,12.360000000000003,12.360000000000003,12.360000000000003,12.360000000000003,12.360000000000003,0,0.5845448567141136,0,null,null,null,null,19,68400,12.360000000000003,0,0,2.8384615384615381,1.5,0,8.6541176470588255,12.360000000000003,12.360000000000003,12.360000000000003,12.360000000000003,12.360000000000003,12.360000000000003,12.360000000000003,12.360000000000003,1,0.5845448567141136,0,null,null,null,null,19,68400,12.360000000000003,0,0,2.8384615384615381,1.5,0,8.6541176470588255,12.360000000000003,12.360000000000003,12.360000000000003,12.360000000000003,12.360000000000003,12.360000000000003,12.360000000000003,12.360000000000003,0,0.5845448567141136,0,null,null,null,null,19,68400,12.360000000000003,0,0,2.8384615384615381,1.5,0,8.6541176470588255,12.360000000000003,12.360000000000003,12.360000000000003,12.360000000000003,12.360000000000003,12.360000000000003,12.360000000000003,12.360000000000003,1,0.5845448567141136,0,null,null,null,null,19,68400,12.360000000000003,0,0,2.8384615384615381,1.5,0,8.6541176470588255,12.360000000000003,12.360000000000003,12.360000000000003,12.360000000000003,12.360000000000003,12.360000000000003,12.360000000000003,12.360000000000003,0,0.5845448567141136,0,null,null,null,null,19,68400,12.360000000000003,0,0,2.8384615384615381,1.5,0,8.6541176470588255,12.360000000000003,12.360000000000003,12.360000000000003,12.360000000000003,12.360000000000003,12.360000000000003,12.360000000000003,12.360000000000003,1,0.5845448567141136,0,null,null,null,null,19,68400,12.360000000000003,0,0,2.8384615384615381,1.5,0,8.6541176470588255,12.360000000000003,12.360000000000003,12.360000000000003,12.360000000000003,12.360000000000003,12.360000000000003,12.360000000000003,12.360000000000003,0,0.5845448567141136,0]
[null,null,20,72000,10.949999999999998,0,0,3.4061538461538463,1.5,0,7.2441176470588209,10.949999999999998,10.949999999999998,10.949999999999998,10.949999999999998,10.949999999999998,10.949999999999998,10.949999999999998,10.949999999999998,1,0.58892851567641735,0,null,null,null,null,20,72000,10.949999999999998,0,0,3.4061538461538463,1.5,0,7.2441176470588209,10.949999999999998,10.949999999999998,10.949999999999998,10.949999999999998,10.949999999999998,10.949999999999998,10.949999999999998,10.949999999999998,0,0.58892851567641735,0,null,null,null,null,20,72000,10.949999999999998,0,0,3.4061538461538463,1.5,0,7.2441176470588209,10.949999999999998,10.949999999999998,10.949999999999998,10.949999999999998,10.949999999999998,10.949999999999998,10.949999999999998,10.949999999999998,1,0.5845448567141136,0,null,null,null,null,20,72000,10.949999999999998,0,0,3.4061538461538463,1.5,0,7.2441176470588209,10.949999999999998,10.949999999999998,10.949999999999998,10.949999999999998,10.949999999999998,10.949999999999998,10.949999999999998,10.949999999999998,0,0.5845448567141136,0,null,null,null,null,20,72000,10.949999999999998,0,0,3.4061538461538463,1.5,0,7.2441176470588209,10.949999999999998,10.949999999999998,10.949999999999998,10.949999999999998,10.949999999999998,10.949999999999998,10.949999999999998,10.949999999999998,1,0.5845448567141136,0,null,null,null,null,20,72000,10.949999999999998,0,0,3.4061538461538463,1.5,0,7.2441176470588209,10.949999999999998,10.949999999999998,10.949999999999998,10.949999999999998,10.949999999999998,10.949999999999998,10.949999999999998,10.949999999999998,0,0.5845448567141136,0,null,null,null,null,20,72000,10.949999999999998,0,0,3.4061538461538463,1.5,0,7.2441176470588209,10.949999999999998,10.949999999999998,10.949999999999998,10.949999999999998,10.949999999999998,10.949999999999998,10.949999999999998,10.949999999999998,1,0.5845448567141136,0,null,null,null,null,20,72000,10.949999999999998,0,0,3.4061538461538463,1.5,0,7.2441176470588209,10.949999999999998,10.949999999999998,10.949999999999998,10.949999999999998,10.949999999999998,10.949999999999998,10.949999999999998,10.949999999999998,0,0.5845448567141136,0,null,null,null,null,20,72000,10.949999999999998,0,0,3.4061538461538463,1.5,0,7.2441176470588209,10.949999999999998,10.949999999999998,10.949999999999998,10.949999999999998,10.949999999999998,10.949999999999998,10.949999999999998,10.949999999999998,1,0.5845448567141136,0,null,null,null,null,20,72000,10.949999999999998,0,0,3.4061538461538463,1.5,0,7.2441176470588209,10.949999999999998,10.949999999999998,10.949999999999998,10.949999999999998,10.949999999999998,10.949999999999998,10.949999999999998,10.949999999999998,0,0.5845448567141136,0]
[null,null,21,75600,10.413333333333334,0,0,3.7846153846153845,1.5,0,6.7074509803921574,10.413333333333334,10.413333333333334,10.413333333333334,10.413333333333334,10.413333333333334,10.413333333333334,10.413333333333334,10.413333333333334,1,0.58892851567641735,0,null,null,null,null,21,75600,10.413333333333334,0,0,3.7846153846153845,1.5,0,6.7074509803921574,10.413333333333334,10.413333333333334,10.413333333333334,10.413333333333334,10.413333333333334,10.413333333333334,10.413333333333334,10.413333333333334,0,0.58892851567641735,0,null,null,null,null,21,75600,10.413333333333334,0,0,3.7846153846153845,1.5,0,6.7074509803921574,10.413333333333334,10.413333333333334,10.413333333333334,10.413333333333334,10.413333333333334,10.413333333333334,10.413333333333334,10.413333333333334,1,0.5845448567141136,0,null,null,null,null,21,75600,10.413333333333334,0,0,3.7846153846153845,1.5,0,6.7074509803921574,10.413333333333334,10.413333333333334,10.413333333333334,10.413333333333334,10.413333333333334,10.413333333333334,10.413333333333334,10.413333333333334,0,0.5845448567141136,0,null,null,null,null,21,75600,10.413333333333334,0,0,3.7846153846153845,1.5,0,6.7074509803921574,10.413333333333334,10.413333333333334,10.413333333333334,10.413333333333334,10.413333333333334,10.413333333333334,10.413333333333334,10.413333333333334,1,0.5845448567141136,0,null,null,null,null,21,75600,10.413333333333334,0,0,3.7846153846153845,1.5,0,6.7074509803921574,10.413333333333334,10.413333333333334,10.413333333333334,10.413333333333334,10.413333333333334,10.413333333333334,10.413333333333334,10.413333333333334,0,0.5845448567141136,0,null,null,null,null,21,75600,10.413333333333334,0,0,3.7846153846153845,1.5,0,6.7074509803921574,10.413333333333334,10.413333333333334,10.413333333333334,10.413333333333334,10.413333333333334,10.413333333333334,10.413333333333334,10.413333333333334,1,0.5845448567141136,0,null,null,null,null,21,75600,10.413333333333334,0,0,3.7846153846153845,1.5,0,6.7074509803921574,10.413333333333334,10.413333333333334,10.413333333333334,10.413333333333334,10.413333333333334,10.413333333333334,10.413333333333334,10.413333333333334,0,0.5845448567141136,0,null,null,null,null,21,75600,10.413333333333334,0,0,3.7846153846153845,1.5,0,6.7074509803921574,10.413333333333334,10.413333333333334,10.413333333333334,10.413333333333334,10.413333333333334,10.413333333333334,10.413333333333334,10.413333333333334,1,0.5845448567141136,0,null,null,null,null,21,75600,10.413333333333334,0,0,3.7846153846153845,1.5,0,6.7074509803921574,10.413333333333334,10.413333333333334,10.413333333333334,10.413333333333334,10.413333333333334,10.413333333333334,10.413333333333334,10.413333333333334,0,0.5845448567141136,0]
[null,null,22,79200,9.7233333333333327,0,0,3.1538461538461537,0,0,6.0174509803921561,9.7233333333333327,9.7233333333333327,9.7233333333333327,9.7233333333333327,9.7233333333333327,9.7233333333333327,9.7233333333333327,9.7233333333333327,2,0.58892851567641735,0,null,null,null,null,22,79200,9.7233333333333327,0,0,3.1538461538461537,0,0,6.0174509803921561,9.7233333333333327,9.7233333333333327,9.7233333333333327,9.7233333333333327,9.7233333333333327,9.7233333333333327,9.7233333333333327,9.7233333333333327,0,0.58892851567641735,0,null,null,null,null,22,79200,9.7233333333333327,0,0,3.1538461538461537,0,0,6.0174509803921561,9.7233333333333327,9.7233333333333327,9.7233333333333327,9.7233333333333327,9.7233333333333327,9.7233333333333327,9.7233333333333327,9.7233333333333327,2,0.5845448567141136,0,null,null,null,null,22,79200,9.7233333333333327,0,0,3.1538461538461537,0,0,6.0174509803921561,9.7233333333333327,9.7233333333333327,9.7233333333333327,9.7233333333333327,9.7233333333333327,9.7233333333333327,9.7233333333333327,9.7233333333333327,0,0.5845448567141136,0,null,null,null,null,22,79200,9.7233333333333327,0,0,3.1538461538461537,0,0,6.0174509803921561,9.7233333333333327,9.7233333333333327,9.7233333333333327,9.7233333333333327,9.7233333333333327,9.7233333333333327,9.7233333333333327,9.7233333333333327,2,0.5845448567141136,0,null,null,null,null,22,79200,9.7233333333333327,0,0,3.1538461538461537,0,0,6.0174509803921561,9.7233333333333327,9.7233333333333327,9.7233333333333327,9.7233333333333327,9.7233333333333327,9.7233333333333327,9.7233333333333327,9.7233333333333327,0,0.5845448567141136,0,null,null,null,null,22,79200,9.7233333333333327,0,0,3.1538461538461537,0,0,6.0174509803921561,9.7233333333333327,9.7233333333333327,9.7233333333333327,9.7233333333333327,9.7233333333333327,9.7233333333333327,9.7233333333333327,9.7233333333333327,2,0.5845448567141136,0,null,null,null,null,22,79200,9.7233333333333327,0,0,3.1538461538461537,0,0,6.0174509803921561,9.7233333333333327,9.7233333333333327,9.7233333333333327,9.7233333333333327,9.7233333333333327,9.7233333333333327,9.7233333333333327,9.7233333333333327,0,0.5845448567141136,0,null,null,null,null,22,79200,9.7233333333333327,0,0,3.1538461538461537,0,0,6.0174509803921561,9.7233333333333327,9.7233333333333327,9.7233333333333327,9.7233333333333327,9.7233333333333327,9.7233333333333327,9.7233333333333327,9.7233333333333327,2,0.5845448567141136,0,null,null,null,null,22,79200,9.7233333333333327,0,0,3.1538461538461537,0,0,6.0174509803921561,9.7233333333333327,9.7233333333333327,9.7233333333333327,9.7233333333333327,9.7233333333333327,9.7233333333333327,9.7233333333333327,9.7233333333333327,0,0.5845448567141136,0]
[null,null,23,82800,8.8899999999999988,0,0,3.1538461538461537,0,0,5.1841176470588222,8.8899999999999988,8.8899999999999988,8.8899999999999988,8.8899999999999988,8.8899999999999988,8.8899999999999988,8.8899999999999988,8.8899999999999988,2,0.58892851567641735,0,null,null,null,null,23,82800,8.8899999999999988,0,0,3.1538461538461537,0,0,5.1841176470588222,8.8899999999999988,8.8899999999999988,8.8899999999999988,8.8899999999999988,8.8899999999999988,8.8899999999999988,8.8899999999999988,8.8899999999999988,0,0.58892851567641735,0,null,null,null,null,23,82800,8.8899999999999988,0,0,3.1538461538461537,0,0,5.1841176470588222,8.8899999999999988,8.8899999999999988,8.8899999999999988,8.8899999999999988,8.8899999999999988,8.8899999999999988,8.8899999999999988,8.8899999999999988,2,0.5845448567141136,0,null,null,null,null,23,82800,8.8899999999999988,0,0,3.1538461538461537,0,0,5.1841176470588222,8.8899999999999988,8.8899999999999988,8.8899999999999988,8.8899999999999988,8.8899999999999988,8.8899999999999988,8.8899999999999988,8.8899999999999988,0,0.5845448567141136,0,null,null,null,null,23,82800,8.8899999999999988,0,0,3.1538461538461537,0,0,5.1841176470588222,8.8899999999999988,8.8899999999999988,8.8899999999999988,8.8899999999999988,8.8899999999999988,8.8899999999999988,8.8899999999999988,8.8899999999999988,2,0.5845448567141136,0,null,null,null,null,23,82800,8.8899999999999988,0,0,3.1538461538461537,0,0,5.1841176470588222,8.8899999999999988,8.8899999999999988,8.8899999999999988,8.8899999999999988,8.8899999999999988,8.8899999999999988,8.8899999999999988,8.8899999999999988,0,0.5845448567141136,0,null,null,null,null,23,82800,8.8899999999999988,0,0,3.1538461538461537,0,0,5.1841176470588222,8.8899999999999988,8.8899999999999988,8.8899999999999988,8.8899999999999988,8.8899999999999988,8.8899999999999988,8.8899999999999988,8.8899999999999988,2,0.5845448567141136,0,null,null,null,null,23,82800,8.8899999999999988,0,0,3.1538461538461537,0,0,5.1841176470588222,8.8899999999999988,8.8899999999999988,8.8899999999999988,8.8899999999999988,8.8899999999999988,8.8899999999999988,8.8899999999999988,8.8899999999999988,0,0.5845448567141136,0,null,null,null,null,23,82800,8.8899999999999988,0,0,3.1538461538461537,0,0,5.1841176470588222,8.8899999999999988,8.8899999999999988,8.8899999999999988,8.8899999999999988,8.8899999999999988,8.8899999999999988,8.8899999999999988,8.8899999999999988,2,0.5845448567141136,0,null,null,null,null,23,82800,8.8899999999999988,0,0,3.1538461538461537,0,0,5.1841176470588222,8.8899999999999988,8.8899999999999988,8.8899999999999988,8.8899999999999988,8.8899999999999988,8.8899999999999988,8.8899999999999988,8.8899999999999988,0,0.5845448567141136,0]
[null,null,24,86400,8.2633333333333336,0,0,3.1538461538461537,0,0,4.557450980392157,8.2633333333333336,8.2633333333333336,8.2633333333333336,8.2633333333333336,8.2633333333333336,8.2633333333333336,8.2633333333333336,8.2633333333333336,2,0.58892851567641735,0,null,null,null,null,24,86400,8.2633333333333336,0,0,3.1538461538461537,0,0,4.557450980392157,8.2633333333333336,8.2633333333333336,8.2633333333333336,8.2633333333333336,8.2633333333333336,8.2633333333333336,8.2633333333333336,8.2633333333333336,0,0.58892851567641735,0,null,null,null,null,24,86400,8.2633333333333336,0,0,3.1538461538461537,0,0,4.557450980392157,8.2633333333333336,8.2633333333333336,8.2633333333333336,8.2633333333333336,8.2633333333333336,8.2633333333333336,8.2633333333333336,8.2633333333333336,2,0.5845448567141136,0,null,null,null,null,24,86400,8.2633333333333336,0,0,3.1538461538461537,0,0,4.557450980392157,8.2633333333333336,8.2633333333333336,8.2633333333333336,8.2633333333333336,8.2633333333333336,8.2633333333333336,8.2633333333333336,8.2633333333333336,0,0.5845448567141136,0,null,null,null,null,24,86400,8.2633333333333336,0,0,3.1538461538461537,0,0,4.557450980392157,8.2633333333333336,8.2633333333333336,8.2633333333333336,8.2633333333333336,8.2633333333333336,8.2633333333333336,8.2633333333333336,8.2633333333333336,2,0.5845448567141136,0,null,null,null,null,24,86400,8.2633333333333336,0,0,3.1538461538461537,0,0,4.557450980392157,8.2633333333333336,8.2633333333333336,8.2633333333333336,8.2633333333333336,8.2633333333333336,8.2633333333333336,8.2633333333333336,8.2633333333333336,0,0.5845448567141136,0,null,null,null,null,24,86400,8.2633333333333336,0,0,3.1538461538461537,0,0,4.557450980392157,8.2633333333333336,8.2633333333333336,8.2633333333333336,8.2633333333333336,8.2633333333333336,8.2633333333333336,8.2633333333333336,8.2633333333333336,2,0.5845448567141136,0,null,null,null,null,24,86400,8.2633333333333336,0,0,3.1538461538461537,0,0,4.557450980392157,8.2633333333333336,8.2633333333333336,8.2633333333333336,8.2633333333333336,8.2633333333333336,8.2633333333333336,8.2633333333333336,8.2633333333333336,0,0.5845448567141136,0,null,null,null,null,24,86400,8.2633333333333336,0,0,3.1538461538461537,0,0,4.557450980392157,8.2633333333333336,8.2633333333333336,8.2633333333333336,8.2633333333333336,8.2633333333333336,8.2633333333333336,8.2633333333333336,8.2633333333333336,2,0.5845448567141136,0,null,null,null,null,24,86400,8.2633333333333336,0,0,3.1538461538461537,0,0,4.557450980392157,8.2633333333333336,8.2633333333333336,8.2633333333333336,8.2633333333333336,8.2633333333333336,8.2633333333333336,8.2633333333333336,8.2633333333333336,0,0.5845448567141136,0]
[null,null,null,"Valor Variable",null,null,null,null,null,null,null,null,null,null,null,null,null,null,null,null,null,null,null,null,null,null,null,"Valor Variable",null,null,null,null,null,null,null,null,null,null,null,null,null,null,null,null,null,null,null,null,null,null,null,"Valor Variable",null,null,null,null,null,null,null,null,null,null,null,null,null,null,null,null,null,null,null,null,null,null,null,"Valor Variable",null,null,null,null,null,null,null,null,null,null,null,null,null,null,null,null,null,null,null,null,null,null,null,"Valor Variable",null,null,null,null,null,null,null,null,null,null,null,null,null,null,null,null,null,null,null,null,null,null,null,"Valor Variable",null,null,null,null,null,null,null,null,null,null,null,null,null,null,null,null,null,null,null,null,null,null,null,"Valor Variable",null,null,null,null,null,null,null,null,null,null,null,null,null,null,null,null,null,null,null,null,null,null,null,"Valor Variable",null,null,null,null,null,null,null,null,null,null,null,null,null,null,null,null,null,null,null,null,null,null,null,"Valor Variable",null,null,null,null,null,null,null,null,null,null,null,null,null,null,null,null,null,null,null,null,null,null,null,"Valor Variable"]
[]
[]
[]
[]
[null,null,null,null,null,"Rad Ventanas: Sol Incidente*FS*FAV*FAR [W]",null,null,null,null,null,null,null,null,null,null,null,null,null,null,null,null,null,null,null,null,null,null,null,"Rad Ventanas: Sol Incidente*FS*FAV*FAR [W]",null,null,null,null,null,null,null,null,null,null,null,null,null,null,null,null,null,null,null,null,null,null,null,"Rad Ventanas: Sol Incidente*FS*FAV*FAR [W]",null,null,null,null,null,null,null,null,null,null,null,null,null,null,null,null,null,null,null,null,null,null,null,"Rad Ventanas: Sol Incidente*FS*FAV*FAR [W]",null,null,null,null,null,null,null,null,null,null,null,null,null,null,null,null,null,null,null,null,null,null,null,"Rad Ventanas: Sol Incidente*FS*FAV*FAR [W]",null,null,null,null,null,null,null,null,null,null,null,null,null,null,null,null,null,null,null,null,null,null,null,"Rad Ventanas: Sol Incidente*FS*FAV*FAR [W]",null,null,null,null,null,null,null,null,null,null,null,null,null,null,null,null,null,null,null,null,null,null,null,"Rad Ventanas: Sol Incidente*FS*FAV*FAR [W]",null,null,null,null,null,null,null,null,null,null,null,null,null,null,null,null,null,null,null,null,null,null,null,"Rad Ventanas: Sol Incidente*FS*FAV*FAR [W]",null,null,null,null,null,null,null,null,null,null,null,null,null,null,null,null,null,null,null,null,null,null,null,"Rad Ventanas: Sol Incidente*FS*FAV*FAR [W]",null,null,null,null,null,null,null,null,null,null,null,null,null,null,null,null,null,null,null,null,null,null,null,"Rad Ventanas: Sol Incidente*FS*FAV*FAR [W]"]
[null,"Mes","Tiempo [hrs]","Tiempo [s]","T° exterior","Difuso","Directo","Qgen Pers [W/m2]","Qgen Ilum [W/m2]","Qgen Equip [W/m2]","TsolH","TsolN","TsolNE","TsolE","TsolSE","TsolS","TsolSO","TsolO","TsolNO","Clima [0, 1 o 2]","N [RAH]","G total [W/m2]",null,null,null,"Mes","Tiempo [hrs]","Tiempo [s]","T° exterior","Difuso","Directo","Qgen Pers [W/m2]","Qgen Ilum [W/m2]","Qgen Equip [W/m2]","TsolH","TsolN","TsolNE","TsolE","TsolSE","TsolS","TsolSO","TsolO","TsolNO","Clima [0, 1 o 2]","N [RAH]","G total [W/m2]",null,null,null,"Mes","Tiempo [hrs]","Tiempo [s]","T° exterior","Difuso","Directo","Qgen Pers [W/m2]","Qgen Ilum [W/m2]","Qgen Equip [W/m2]","TsolH","TsolN","TsolNE","TsolE","TsolSE","TsolS","TsolSO","TsolO","TsolNO","Clima [0, 1 o 2]","N [RAH]","G total [W/m2]",null,null,null,"Mes","Tiempo [hrs]","Tiempo [s]","T° exterior","Difuso","Directo","Qgen Pers [W/m2]","Qgen Ilum [W/m2]","Qgen Equip [W/m2]","TsolH","TsolN","TsolNE","TsolE","TsolSE","TsolS","TsolSO","TsolO","TsolNO","Clima [0, 1 o 2]","N [RAH]","G total [W/m2]",null,null,null,"Mes","Tiempo [hrs]","Tiempo [s]","T° exterior","Difuso","Directo","Qgen Pers [W/m2]","Qgen Ilum [W/m2]","Qgen Equip [W/m2]","TsolH","TsolN","TsolNE","TsolE","TsolSE","TsolS","TsolSO","TsolO","TsolNO","Clima [0, 1 o 2]","N [RAH]","G total [W/m2]",null,null,null,"Mes","Tiempo [hrs]","Tiempo [s]","T° exterior","Difuso","Directo","Qgen Pers [W/m2]","Qgen Ilum [W/m2]","Qgen Equip [W/m2]","TsolH","TsolN","TsolNE","TsolE","TsolSE","TsolS","TsolSO","TsolO","TsolNO","Clima [0, 1 o 2]","N [RAH]","G total [W/m2]",null,null,null,"Mes","Tiempo [hrs]","Tiempo [s]","T° exterior","Difuso","Directo","Qgen Pers [W/m2]","Qgen Ilum [W/m2]","Qgen Equip [W/m2]","TsolH","TsolN","TsolNE","TsolE","TsolSE","TsolS","TsolSO","TsolO","TsolNO","Clima [0, 1 o 2]","N [RAH]","G total [W/m2]",null,null,null,"Mes","Tiempo [hrs]","Tiempo [s]","T° exterior","Difuso","Directo","Qgen Pers [W/m2]","Qgen Ilum [W/m2]","Qgen Equip [W/m2]","TsolH","TsolN","TsolNE","TsolE","TsolSE","TsolS","TsolSO","TsolO","TsolNO","Clima [0, 1 o 2]","N [RAH]","G total [W/m2]",null,null,null,"Mes","Tiempo [hrs]","Tiempo [s]","T° exterior","Difuso","Directo","Qgen Pers [W/m2]","Qgen Ilum [W/m2]","Qgen Equip [W/m2]","TsolH","TsolN","TsolNE","TsolE","TsolSE","TsolS","TsolSO","TsolO","TsolNO","Clima [0, 1 o 2]","N [RAH]","G total [W/m2]",null,null,null,"Mes","Tiempo [hrs]","Tiempo [s]","T° exterior","Difuso","Directo","Qgen Pers [W/m2]","Qgen Ilum [W/m2]","Qgen Equip [W/m2]","TsolH","TsolN","TsolNE","TsolE","TsolSE","TsolS","TsolSO","TsolO","TsolNO","Clima [0, 1 o 2]","N [RAH]","G total [W/m2]"]
[null,"Octubre",0,0,9.3870967741935463,0,0,3.1538461538461537,0,0,5.6812144212523696,9.3870967741935463,9.3870967741935463,9.3870967741935463,9.3870967741935463,9.3870967741935463,9.3870967741935463,9.3870967741935463,9.3870967741935463,2,0.66997606433476342,0,null,null,null,"Octubre",0,0,9.3870967741935463,0,0,3.1538461538461537,0,0,5.6812144212523696,9.3870967741935463,9.3870967741935463,9.3870967741935463,9.3870967741935463,9.3870967741935463,9.3870967741935463,9.3870967741935463,9.3870967741935463,0,0.66997606433476342,0,null,null,null,"Octubre",0,0,9.3870967741935463,0,0,3.1538461538461537,0,0,5.6812144212523696,9.3870967741935463,9.3870967741935463,9.3870967741935463,9.3870967741935463,9.3870967741935463,9.3870967741935463,9.3870967741935463,9.3870967741935463,2,0.66725819577813505,0,null,null,null,"Octubre",0,0,9.3870967741935463,0,0,3.1538461538461537,0,0,5.6812144212523696,9.3870967741935463,9.3870967741935463,9.3870967741935463,9.3870967741935463,9.3870967741935463,9.3870967741935463,9.3870967741935463,9.3870967741935463,0,0.66725819577813505,0,null,null,null,"Octubre",0,0,9.3870967741935463,0,0,3.1538461538461537,0,0,5.6812144212523696,9.3870967741935463,9.3870967741935463,9.3870967741935463,9.3870967741935463,9.3870967741935463,9.3870967741935463,9.3870967741935463,9.3870967741935463,2,0.66725819577813505,0,null,null,null,"Octubre",0,0,9.3870967741935463,0,0,3.1538461538461537,0,0,5.6812144212523696,9.3870967741935463,9.3870967741935463,9.3870967741935463,9.3870967741935463,9.3870967741935463,9.3870967741935463,9.3870967741935463,9.3870967741935463,0,0.66725819577813505,0,null,null,null,"Octubre",0,0,9.3870967741935463,0,0,3.1538461538461537,0,0,5.6812144212523696,9.3870967741935463,9.3870967741935463,9.3870967741935463,9.3870967741935463,9.3870967741935463,9.3870967741935463,9.3870967741935463,9.3870967741935463,2,0.66725819577813505,0,null,null,null,"Octubre",0,0,9.3870967741935463,0,0,3.1538461538461537,0,0,5.6812144212523696,9.3870967741935463,9.3870967741935463,9.3870967741935463,9.3870967741935463,9.3870967741935463,9.3870967741935463,9.3870967741935463,9.3870967741935463,0,0.66725819577813505,0,null,null,null,"Octubre",0,0,9.3870967741935463,0,0,3.1538461538461537,0,0,5.6812144212523696,9.3870967741935463,9.3870967741935463,9.3870967741935463,9.3870967741935463,9.3870967741935463,9.3870967741935463,9.3870967741935463,9.3870967741935463,2,0.66725819577813505,0,null,null,null,"Octubre",0,0,9.3870967741935463,0,0,3.1538461538461537,0,0,5.6812144212523696,9.3870967741935463,9.3870967741935463,9.3870967741935463,9.3870967741935463,9.3870967741935463,9.3870967741935463,9.3870967741935463,9.3870967741935463,0,0.66725819577813505,0]
[null,10,1,3600,9.2290322580645174,0,0,3.1538461538461537,0,0,5.5231499051233408,9.2290322580645174,9.2290322580645174,9.2290322580645174,9.2290322580645174,9.2290322580645174,9.2290322580645174,9.2290322580645174,9.2290322580645174,2,0.66997606433476342,0,null,null,null,10,1,3600,9.2290322580645174,0,0,3.1538461538461537,0,0,5.5231499051233408,9.2290322580645174,9.2290322580645174,9.2290322580645174,9.2290322580645174,9.2290322580645174,9.2290322580645174,9.2290322580645174,9.2290322580645174,0,0.66997606433476342,0,null,null,null,10,1,3600,9.2290322580645174,0,0,3.1538461538461537,0,0,5.5231499051233408,9.2290322580645174,9.2290322580645174,9.2290322580645174,9.2290322580645174,9.2290322580645174,9.2290322580645174,9.2290322580645174,9.2290322580645174,2,0.66725819577813505,0,null,null,null,10,1,3600,9.2290322580645174,0,0,3.1538461538461537,0,0,5.5231499051233408,9.2290322580645174,9.2290322580645174,9.2290322580645174,9.2290322580645174,9.2290322580645174,9.2290322580645174,9.2290322580645174,9.2290322580645174,0,0.66725819577813505,0,null,null,null,10,1,3600,9.2290322580645174,0,0,3.1538461538461537,0,0,5.5231499051233408,9.2290322580645174,9.2290322580645174,9.2290322580645174,9.2290322580645174,9.2290322580645174,9.2290322580645174,9.2290322580645174,9.2290322580645174,2,0.66725819577813505,0,null,null,null,10,1,3600,9.2290322580645174,0,0,3.1538461538461537,0,0,5.5231499051233408,9.2290322580645174,9.2290322580645174,9.2290322580645174,9.2290322580645174,9.2290322580645174,9.2290322580645174,9.2290322580645174,9.2290322580645174,0,0.66725819577813505,0,null,null,null,10,1,3600,9.2290322580645174,0,0,3.1538461538461537,0,0,5.5231499051233408,9.2290322580645174,9.2290322580645174,9.2290322580645174,9.2290322580645174,9.2290322580645174,9.2290322580645174,9.2290322580645174,9.2290322580645174,2,0.66725819577813505,0,null,null,null,10,1,3600,9.2290322580645174,0,0,3.1538461538461537,0,0,5.5231499051233408,9.2290322580645174,9.2290322580645174,9.2290322580645174,9.2290322580645174,9.2290322580645174,9.2290322580645174,9.2290322580645174,9.2290322580645174,0,0.66725819577813505,0,null,null,null,10,1,3600,9.2290322580645174,0,0,3.1538461538461537,0,0,5.5231499051233408,9.2290322580645174,9.2290322580645174,9.2290322580645174,9.2290322580645174,9.2290322580645174,9.2290322580645174,9.2290322580645174,9.2290322580645174,2,0.66725819577813505,0,null,null,null,10,1,3600,9.2290322580645174,0,0,3.1538461538461537,0,0,5.5231499051233408,9.2290322580645174,9.2290322580645174,9.2290322580645174,9.2290322580645174,9.2290322580645174,9.2290322580645174,9.2290322580645174,9.2290322580645174,0,0.66725819577813505,0]
[null,"Tmax Dia",2,7200,8.9774193548387107,0,0,3.1538461538461537,0,0,5.271537001897534,8.9774193548387107,8.9774193548387107,8.9774193548387107,8.9774193548387107,8.9774193548387107,8.9774193548387107,8.9774193548387107,8.9774193548387107,2,0.66997606433476342,0,null,null,null,"Tmax Dia",2,7200,8.9774193548387107,0,0,3.1538461538461537,0,0,5.271537001897534,8.9774193548387107,8.9774193548387107,8.9774193548387107,8.9774193548387107,8.9774193548387107,8.9774193548387107,8.9774193548387107,8.9774193548387107,0,0.66997606433476342,0,null,null,null,"Tmax Dia",2,7200,8.9774193548387107,0,0,3.1538461538461537,0,0,5.271537001897534,8.9774193548387107,8.9774193548387107,8.9774193548387107,8.9774193548387107,8.9774193548387107,8.9774193548387107,8.9774193548387107,8.9774193548387107,2,0.66725819577813505,0,null,null,null,"Tmax Dia",2,7200,8.9774193548387107,0,0,3.1538461538461537,0,0,5.271537001897534,8.9774193548387107,8.9774193548387107,8.9774193548387107,8.9774193548387107,8.9774193548387107,8.9774193548387107,8.9774193548387107,8.9774193548387107,0,0.66725819577813505,0,null,null,null,"Tmax Dia",2,7200,8.9774193548387107,0,0,3.1538461538461537,0,0,5.271537001897534,8.9774193548387107,8.9774193548387107,8.9774193548387107,8.9774193548387107,8.9774193548387107,8.9774193548387107,8.9774193548387107,8.9774193548387107,2,0.66725819577813505,0,null,null,null,"Tmax Dia",2,7200,8.9774193548387107,0,0,3.1538461538461537,0,0,5.271537001897534,8.9774193548387107,8.9774193548387107,8.9774193548387107,8.9774193548387107,8.9774193548387107,8.9774193548387107,8.9774193548387107,8.9774193548387107,0,0.66725819577813505,0,null,null,null,"Tmax Dia",2,7200,8.9774193548387107,0,0,3.1538461538461537,0,0,5.271537001897534,8.9774193548387107,8.9774193548387107,8.9774193548387107,8.9774193548387107,8.9774193548387107,8.9774193548387107,8.9774193548387107,8.9774193548387107,2,0.66725819577813505,0,null,null,null,"Tmax Dia",2,7200,8.9774193548387107,0,0,3.1538461538461537,0,0,5.271537001897534,8.9774193548387107,8.9774193548387107,8.9774193548387107,8.9774193548387107,8.9774193548387107,8.9774193548387107,8.9774193548387107,8.9774193548387107,0,0.66725819577813505,0,null,null,null,"Tmax Dia",2,7200,8.9774193548387107,0,0,3.1538461538461537,0,0,5.271537001897534,8.9774193548387107,8.9774193548387107,8.9774193548387107,8.9774193548387107,8.9774193548387107,8.9774193548387107,8.9774193548387107,8.9774193548387107,2,0.66725819577813505,0,null,null,null,"Tmax Dia",2,7200,8.9774193548387107,0,0,3.1538461538461537,0,0,5.271537001897534,8.9774193548387107,8.9774193548387107,8.9774193548387107,8.9774193548387107,8.9774193548387107,8.9774193548387107,8.9774193548387107,8.9774193548387107,0,0.66725819577813505,0]
[null,24.903576612903223,3,10800,8.4290322580645167,0,0,3.1538461538461537,0,0,4.7231499051233401,8.4290322580645167,8.4290322580645167,8.4290322580645167,8.4290322580645167,8.4290322580645167,8.4290322580645167,8.4290322580645167,8.4290322580645167,2,0.66997606433476342,0,null,null,null,24.903576612903223,3,10800,8.4290322580645167,0,0,3.1538461538461537,0,0,4.7231499051233401,8.4290322580645167,8.4290322580645167,8.4290322580645167,8.4290322580645167,8.4290322580645167,8.4290322580645167,8.4290322580645167,8.4290322580645167,0,0.66997606433476342,0,null,null,null,24.903576612903223,3,10800,8.4290322580645167,0,0,3.1538461538461537,0,0,4.7231499051233401,8.4290322580645167,8.4290322580645167,8.4290322580645167,8.4290322580645167,8.4290322580645167,8.4290322580645167,8.4290322580645167,8.4290322580645167,2,0.66725819577813505,0,null,null,null,24.903576612903223,3,10800,8.4290322580645167,0,0,3.1538461538461537,0,0,4.7231499051233401,8.4290322580645167,8.4290322580645167,8.4290322580645167,8.4290322580645167,8.4290322580645167,8.4290322580645167,8.4290322580645167,8.4290322580645167,0,0.66725819577813505,0,null,null,null,24.903576612903223,3,10800,8.4290322580645167,0,0,3.1538461538461537,0,0,4.7231499051233401,8.4290322580645167,8.4290322580645167,8.4290322580645167,8.4290322580645167,8.4290322580645167,8.4290322580645167,8.4290322580645167,8.4290322580645167,2,0.66725819577813505,0,null,null,null,24.903576612903223,3,10800,8.4290322580645167,0,0,3.1538461538461537,0,0,4.7231499051233401,8.4290322580645167,8.4290322580645167,8.4290322580645167,8.4290322580645167,8.4290322580645167,8.4290322580645167,8.4290322580645167,8.4290322580645167,0,0.66725819577813505,0,null,null,null,24.903576612903223,3,10800,8.4290322580645167,0,0,3.1538461538461537,0,0,4.7231499051233401,8.4290322580645167,8.4290322580645167,8.4290322580645167,8.4290322580645167,8.4290322580645167,8.4290322580645167,8.4290322580645167,8.4290322580645167,2,0.66725819577813505,0,null,null,null,24.903576612903223,3,10800,8.4290322580645167,0,0,3.1538461538461537,0,0,4.7231499051233401,8.4290322580645167,8.4290322580645167,8.4290322580645167,8.4290322580645167,8.4290322580645167,8.4290322580645167,8.4290322580645167,8.4290322580645167,0,0.66725819577813505,0,null,null,null,24.903576612903223,3,10800,8.4290322580645167,0,0,3.1538461538461537,0,0,4.7231499051233401,8.4290322580645167,8.4290322580645167,8.4290322580645167,8.4290322580645167,8.4290322580645167,8.4290322580645167,8.4290322580645167,8.4290322580645167,2,0.66725819577813505,0,null,null,null,24.903576612903223,3,10800,8.4290322580645167,0,0,3.1538461538461537,0,0,4.7231499051233401,8.4290322580645167,8.4290322580645167,8.4290322580645167,8.4290322580645167,8.4290322580645167,8.4290322580645167,8.4290322580645167,8.4290322580645167,0,0.66725819577813505,0]
[null,"Tmin Dia",4,14400,8.0290322580645164,0,0,3.1538461538461537,0,0,4.3231499051233397,8.0290322580645164,8.0290322580645164,8.0290322580645164,8.0290322580645164,8.0290322580645164,8.0290322580645164,8.0290322580645164,8.0290322580645164,2,0.66997606433476342,0,null,null,null,"Tmin Dia",4,14400,8.0290322580645164,0,0,3.1538461538461537,0,0,4.3231499051233397,8.0290322580645164,8.0290322580645164,8.0290322580645164,8.0290322580645164,8.0290322580645164,8.0290322580645164,8.0290322580645164,8.0290322580645164,0,0.66997606433476342,0,null,null,null,"Tmin Dia",4,14400,8.0290322580645164,0,0,3.1538461538461537,0,0,4.3231499051233397,8.0290322580645164,8.0290322580645164,8.0290322580645164,8.0290322580645164,8.0290322580645164,8.0290322580645164,8.0290322580645164,8.0290322580645164,2,0.66725819577813505,0,null,null,null,"Tmin Dia",4,14400,8.0290322580645164,0,0,3.1538461538461537,0,0,4.3231499051233397,8.0290322580645164,8.0290322580645164,8.0290322580645164,8.0290322580645164,8.0290322580645164,8.0290322580645164,8.0290322580645164,8.0290322580645164,0,0.66725819577813505,0,null,null,null,"Tmin Dia",4,14400,8.0290322580645164,0,0,3.1538461538461537,0,0,4.3231499051233397,8.0290322580645164,8.0290322580645164,8.0290322580645164,8.0290322580645164,8.0290322580645164,8.0290322580645164,8.0290322580645164,8.0290322580645164,2,0.66725819577813505,0,null,null,null,"Tmin Dia",4,14400,8.0290322580645164,0,0,3.1538461538461537,0,0,4.3231499051233397,8.0290322580645164,8.0290322580645164,8.0290322580645164,8.0290322580645164,8.0290322580645164,8.0290322580645164,8.0290322580645164,8.0290322580645164,0,0.66725819577813505,0,null,null,null,"Tmin Dia",4,14400,8.0290322580645164,0,0,3.1538461538461537,0,0,4.3231499051233397,8.0290322580645164,8.0290322580645164,8.0290322580645164,8.0290322580645164,8.0290322580645164,8.0290322580645164,8.0290322580645164,8.0290322580645164,2,0.66725819577813505,0,null,null,null,"Tmin Dia",4,14400,8.0290322580645164,0,0,3.1538461538461537,0,0,4.3231499051233397,8.0290322580645164,8.0290322580645164,8.0290322580645164,8.0290322580645164,8.0290322580645164,8.0290322580645164,8.0290322580645164,8.0290322580645164,0,0.66725819577813505,0,null,null,null,"Tmin Dia",4,14400,8.0290322580645164,0,0,3.1538461538461537,0,0,4.3231499051233397,8.0290322580645164,8.0290322580645164,8.0290322580645164,8.0290322580645164,8.0290322580645164,8.0290322580645164,8.0290322580645164,8.0290322580645164,2,0.66725819577813505,0,null,null,null,"Tmin Dia",4,14400,8.0290322580645164,0,0,3.1538461538461537,0,0,4.3231499051233397,8.0290322580645164,8.0290322580645164,8.0290322580645164,8.0290322580645164,8.0290322580645164,8.0290322580645164,8.0290322580645164,8.0290322580645164,0,0.66725819577813505,0]
[null,19.903576612903223,5,18000,8.380645161290321,19.481422390792044,0,3.1538461538461537,0,0,4.8228209993674875,8.5037311187754927,8.5212600757306785,8.5180170332140097,8.482444461893893,8.4488375512556733,8.482444461893893,8.5180170332140097,8.5212600757306785,2,0.66997606433476342,5.4480286738351245,null,null,null,19.903576612903223,5,18000,8.380645161290321,19.481422390792044,0,3.1538461538461537,0,0,4.8228209993674875,8.5037311187754927,8.5212600757306785,8.5180170332140097,8.482444461893893,8.4488375512556733,8.482444461893893,8.5180170332140097,8.5212600757306785,0,0.66997606433476342,5.4480286738351245,null,null,null,19.903576612903223,5,18000,8.380645161290321,19.481422390792044,0,3.1538461538461537,0,0,4.8990934008011786,8.5037311187754927,8.5212600757306785,8.5180170332140097,8.482444461893893,8.4488375512556733,8.482444461893893,8.5180170332140097,8.5212600757306785,2,0.66725819577813505,5.4480286738351245,null,null,null,19.903576612903223,5,18000,8.380645161290321,19.481422390792044,0,3.1538461538461537,0,0,4.8990934008011786,8.5037311187754927,8.5212600757306785,8.5180170332140097,8.482444461893893,8.4488375512556733,8.482444461893893,8.5180170332140097,8.5212600757306785,0,0.66725819577813505,5.4480286738351245,null,null,null,19.903576612903223,5,18000,8.380645161290321,19.481422390792044,0,3.1538461538461537,0,0,4.8990934008011786,8.5037311187754927,8.5212600757306785,8.5180170332140097,8.482444461893893,8.4488375512556733,8.482444461893893,8.5180170332140097,8.5212600757306785,2,0.66725819577813505,5.4480286738351245,null,null,null,19.903576612903223,5,18000,8.380645161290321,19.481422390792044,0,3.1538461538461537,0,0,4.8990934008011786,8.5037311187754927,8.5212600757306785,8.5180170332140097,8.482444461893893,8.4488375512556733,8.482444461893893,8.5180170332140097,8.5212600757306785,0,0.66725819577813505,5.4480286738351245,null,null,null,19.903576612903223,5,18000,8.380645161290321,19.481422390792044,0,3.1538461538461537,0,0,4.8990934008011786,8.5037311187754927,8.5212600757306785,8.5180170332140097,8.482444461893893,8.4488375512556733,8.482444461893893,8.5180170332140097,8.5212600757306785,2,0.66725819577813505,5.4480286738351245,null,null,null,19.903576612903223,5,18000,8.380645161290321,19.481422390792044,0,3.1538461538461537,0,0,4.8990934008011786,8.5037311187754927,8.5212600757306785,8.5180170332140097,8.482444461893893,8.4488375512556733,8.482444461893893,8.5180170332140097,8.5212600757306785,0,0.66725819577813505,5.4480286738351245,null,null,null,19.903576612903223,5,18000,8.380645161290321,19.481422390792044,0,3.1538461538461537,0,0,4.8990934008011786,8.5037311187754927,8.5212600757306785,8.5180170332140097,8.482444461893893,8.4488375512556733,8.482444461893893,8.5180170332140097,8.5212600757306785,2,0.66725819577813505,5.4480286738351245,null,null,null,19.903576612903223,5,18000,8.380645161290321,19.481422390792044,0,3.1538461538461537,0,0,4.8990934008011786,8.5037311187754927,8.5212600757306785,8.5180170332140097,8.482444461893893,8.4488375512556733,8.482444461893893,8.5180170332140097,8.5212600757306785,0,0.66725819577813505,5.4480286738351245]
[null,"Tmax Noche",6,21600,8.7838709677419349,260.24927360488351,0,2.523076923076923,0,0,7.7162492093611634,10.977149361482656,11.289499229332131,11.23171119869793,10.59784074198387,9.9989965481442873,10.59784074198387,11.23171119869793,11.289499229332131,2,0.66997606433476342,97.078853046594972,null,null,null,"Tmax Noche",6,21600,8.7838709677419349,260.24927360488351,0,2.523076923076923,0,0,7.7162492093611634,10.977149361482656,11.289499229332131,11.23171119869793,10.59784074198387,9.9989965481442873,10.59784074198387,11.23171119869793,11.289499229332131,0,0.66997606433476342,97.078853046594972,null,null,null,"Tmax Noche",6,21600,8.7838709677419349,260.24927360488351,0,2.523076923076923,0,0,9.0753531520134914,10.977149361482656,11.289499229332131,11.23171119869793,10.59784074198387,9.9989965481442873,10.59784074198387,11.23171119869793,11.289499229332131,2,0.66725819577813505,97.078853046594972,null,null,null,"Tmax Noche",6,21600,8.7838709677419349,260.24927360488351,0,2.523076923076923,0,0,9.0753531520134914,10.977149361482656,11.289499229332131,11.23171119869793,10.59784074198387,9.9989965481442873,10.59784074198387,11.23171119869793,11.289499229332131,0,0.66725819577813505,97.078853046594972,null,null,null,"Tmax Noche",6,21600,8.7838709677419349,260.24927360488351,41.803010466613046,2.523076923076923,0,0,9.0753531520134914,10.977149361482656,11.289499229332131,11.23171119869793,10.59784074198387,9.9989965481442873,10.59784074198387,11.23171119869793,11.289499229332131,2,0.66725819577813505,97.078853046594972,null,null,null,"Tmax Noche",6,21600,8.7838709677419349,260.24927360488351,41.803010466613046,2.523076923076923,0,0,9.0753531520134914,10.977149361482656,11.289499229332131,11.23171119869793,10.59784074198387,9.9989965481442873,10.59784074198387,11.23171119869793,11.289499229332131,0,0.66725819577813505,97.078853046594972,null,null,null,"Tmax Noche",6,21600,8.7838709677419349,260.24927360488351,0,2.523076923076923,0,0,9.0753531520134914,10.977149361482656,11.289499229332131,11.23171119869793,10.59784074198387,9.9989965481442873,10.59784074198387,11.23171119869793,11.289499229332131,2,0.66725819577813505,97.078853046594972,null,null,null,"Tmax Noche",6,21600,8.7838709677419349,260.24927360488351,0,2.523076923076923,0,0,9.0753531520134914,10.977149361482656,11.289499229332131,11.23171119869793,10.59784074198387,9.9989965481442873,10.59784074198387,11.23171119869793,11.289499229332131,0,0.66725819577813505,97.078853046594972,null,null,null,"Tmax Noche",6,21600,8.7838709677419349,260.24927360488351,0,2.523076923076923,0,0,9.0753531520134914,10.977149361482656,11.289499229332131,11.23171119869793,10.59784074198387,9.9989965481442873,10.59784074198387,11.23171119869793,11.289499229332131,2,0.66725819577813505,97.078853046594972,null,null,null,"Tmax Noche",6,21600,8.7838709677419349,260.24927360488351,0,2.523076923076923,0,0,9.0753531520134914,10.977149361482656,11.289499229332131,11.23171119869793,10.59784074198387,9.9989965481442873,10.59784074198387,11.23171119869793,11.289499229332131,0,0.66725819577813505,97.078853046594972]
[null,24.903576612903223,7,25200,10.312903225806455,493.3637088797351,219.84332874442902,3.0276923076923077,0,0,12.995196078431373,15.623616914471802,16.379927979941179,16.240002430040221,14.705174694118128,13.255158104031938,14.705174694118128,16.240002430040221,16.379927979941179,1,0.66997606433476342,235.06272401433694,null,null,null,24.903576612903223,7,25200,10.312903225806455,493.3637088797351,219.84332874442902,3.0276923076923077,0,0,12.995196078431373,15.623616914471802,16.379927979941179,16.240002430040221,14.705174694118128,13.255158104031938,14.705174694118128,16.240002430040221,16.379927979941179,0,0.66997606433476342,235.06272401433694,null,null,null,24.903576612903223,7,25200,10.312903225806455,493.3637088797351,219.84332874442902,3.0276923076923077,0,0,16.286074214632091,15.623616914471802,16.379927979941179,16.240002430040221,14.705174694118128,13.255158104031938,14.705174694118128,16.240002430040221,16.379927979941179,1,0.66725819577813505,235.06272401433694,null,null,null,24.903576612903223,7,25200,10.312903225806455,493.3637088797351,219.84332874442902,3.0276923076923077,0,0,16.286074214632091,15.623616914471802,16.379927979941179,16.240002430040221,14.705174694118128,13.255158104031938,14.705174694118128,16.240002430040221,16.379927979941179,0,0.66725819577813505,235.06272401433694,null,null,null,24.903576612903223,7,25200,10.312903225806455,493.3637088797351,159.15734968523861,3.0276923076923077,0,0,16.286074214632091,15.623616914471802,16.379927979941179,16.240002430040221,14.705174694118128,13.255158104031938,14.705174694118128,16.240002430040221,16.379927979941179,1,0.66725819577813505,235.06272401433694,null,null,null,24.903576612903223,7,25200,10.312903225806455,493.3637088797351,159.15734968523861,3.0276923076923077,0,0,16.286074214632091,15.623616914471802,16.379927979941179,16.240002430040221,14.705174694118128,13.255158104031938,14.705174694118128,16.240002430040221,16.379927979941179,0,0.66725819577813505,235.06272401433694,null,null,null,24.903576612903223,7,25200,10.312903225806455,493.3637088797351,0,3.0276923076923077,0,0,16.286074214632091,15.623616914471802,16.379927979941179,16.240002430040221,14.705174694118128,13.255158104031938,14.705174694118128,16.240002430040221,16.379927979941179,1,0.66725819577813505,235.06272401433694,null,null,null,24.903576612903223,7,25200,10.312903225806455,493.3637088797351,0,3.0276923076923077,0,0,16.286074214632091,15.623616914471802,16.379927979941179,16.240002430040221,14.705174694118128,13.255158104031938,14.705174694118128,16.240002430040221,16.379927979941179,0,0.66725819577813505,235.06272401433694,null,null,null,24.903576612903223,7,25200,10.312903225806455,493.3637088797351,219.84332874442899,3.0276923076923077,0,0,16.286074214632091,15.623616914471802,16.379927979941179,16.240002430040221,14.705174694118128,13.255158104031938,14.705174694118128,16.240002430040221,16.379927979941179,1,0.66725819577813505,235.06272401433694,null,null,null,24.903576612903223,7,25200,10.312903225806455,493.3637088797351,219.84332874442899,3.0276923076923077,0,0,16.286074214632091,15.623616914471802,16.379927979941179,16.240002430040221,14.705174694118128,13.255158104031938,14.705174694118128,16.240002430040221,16.379927979941179,0,0.66725819577813505,235.06272401433694]
[null,"Tmin Noche",8,28800,12.690322580645159,716.14106288600351,404.58383009014852,1.5138461538461538,0,0,19.330980392156857,21.291763635957672,22.516714825286499,22.290085893628206,19.804218442560547,17.45571446361868,19.804218442560547,22.290085893628206,22.516714825286495,1,0.66997606433476342,380.71684587813621,null,null,null,"Tmin Noche",8,28800,12.690322580645159,716.14106288600351,404.58383009014852,1.5138461538461538,0,0,19.330980392156857,21.291763635957672,22.516714825286499,22.290085893628206,19.804218442560547,17.45571446361868,19.804218442560547,22.290085893628206,22.516714825286495,0,0.66997606433476342,380.71684587813621,null,null,null,"Tmin Noche",8,28800,12.690322580645159,716.14106288600351,404.58383009014852,1.5138461538461538,0,0,24.661016234450766,21.291763635957672,22.516714825286499,22.290085893628206,19.804218442560547,17.45571446361868,19.804218442560547,22.290085893628206,22.516714825286495,1,0.66725819577813505,380.71684587813621,null,null,null,"Tmin Noche",8,28800,12.690322580645159,716.14106288600351,404.58383009014852,1.5138461538461538,0,0,24.661016234450766,21.291763635957672,22.516714825286499,22.290085893628206,19.804218442560547,17.45571446361868,19.804218442560547,22.290085893628206,22.516714825286495,0,0.66725819577813505,380.71684587813621,null,null,null,"Tmin Noche",8,28800,12.690322580645159,716.14106288600351,292.90172456180426,1.5138461538461538,0,0,24.661016234450766,21.291763635957672,22.516714825286499,22.290085893628206,19.804218442560547,17.45571446361868,19.804218442560547,22.290085893628206,22.516714825286495,1,0.66725819577813505,380.71684587813621,null,null,null,"Tmin Noche",8,28800,12.690322580645159,716.14106288600351,292.90172456180426,1.5138461538461538,0,0,24.661016234450766,21.291763635957672,22.516714825286499,22.290085893628206,19.804218442560547,17.45571446361868,19.804218442560547,22.290085893628206,22.516714825286495,0,0.66725819577813505,380.71684587813621,null,null,null,"Tmin Noche",8,28800,12.690322580645159,716.14106288600351,0,1.5138461538461538,0,0,24.661016234450766,21.291763635957672,22.516714825286499,22.290085893628206,19.804218442560547,17.45571446361868,19.804218442560547,22.290085893628206,22.516714825286495,1,0.66725819577813505,380.71684587813621,null,null,null,"Tmin Noche",8,28800,12.690322580645159,716.14106288600351,0,1.5138461538461538,0,0,24.661016234450766,21.291763635957672,22.516714825286499,22.290085893628206,19.804218442560547,17.45571446361868,19.804218442560547,22.290085893628206,22.516714825286495,0,0.66725819577813505,380.71684587813621,null,null,null,"Tmin Noche",8,28800,12.690322580645159,716.14106288600351,404.58383009014847,1.5138461538461538,0,0,24.661016234450766,21.291763635957672,22.516714825286499,22.290085893628206,19.804218442560547,17.45571446361868,19.804218442560547,22.290085893628206,22.516714825286495,1,0.66725819577813505,380.71684587813621,null,null,null,"Tmin Noche",8,28800,12.690322580645159,716.14106288600351,404.58383009014847,1.5138461538461538,0,0,24.661016234450766,21.291763635957672,22.516714825286499,22.290085893628206,19.804218442560547,17.45571446361868,19.804218442560547,22.290085893628206,22.516714825286495,0,0.66725819577813505,380.71684587813621]
[null,17.903576612903223,9,32400,15.025806451612901,841.54443660904406,653.87011566430647,0.94615384615384612,0,0,25.720044275774821,26.997130481100058,28.701994528119698,28.386576639664575,24.926793033671473,21.658189326960201,24.926793033671473,28.386576639664575,28.701994528119698,1,0.66997606433476342,529.87455197132613,null,null,null,17.903576612903223,9,32400,15.025806451612901,841.54443660904406,653.87011566430647,0.94615384615384612,0,0,25.720044275774821,26.997130481100058,28.701994528119698,28.386576639664575,24.926793033671473,21.658189326960201,24.926793033671473,28.386576639664575,28.701994528119698,0,0.66997606433476342,529.87455197132613,null,null,null,17.903576612903223,9,32400,15.025806451612901,841.54443660904406,653.87011566430647,0.94615384615384612,0,0,33.13828800337339,26.997130481100058,28.701994528119698,28.386576639664575,24.926793033671473,21.658189326960201,24.926793033671473,28.386576639664575,28.701994528119698,1,0.66725819577813505,529.87455197132613,null,null,null,17.903576612903223,9,32400,15.025806451612901,841.54443660904406,653.87011566430647,0.94615384615384612,0,0,33.13828800337339,26.997130481100058,28.701994528119698,28.386576639664575,24.926793033671473,21.658189326960201,24.926793033671473,28.386576639664575,28.701994528119698,0,0.66725819577813505,529.87455197132613,null,null,null,17.903576612903223,9,32400,15.025806451612901,841.54443660904406,473.37454014123051,0.94615384615384612,0,0,33.13828800337339,26.997130481100058,28.701994528119698,28.386576639664575,24.926793033671473,21.658189326960201,24.926793033671473,28.386576639664575,28.701994528119698,1,0.66725819577813505,529.87455197132613,null,null,null,17.903576612903223,9,32400,15.025806451612901,841.54443660904406,473.37454014123051,0.94615384615384612,0,0,33.13828800337339,26.997130481100058,28.701994528119698,28.386576639664575,24.926793033671473,21.658189326960201,24.926793033671473,28.386576639664575,28.701994528119698,0,0.66725819577813505,529.87455197132613,null,null,null,17.903576612903223,9,32400,15.025806451612901,841.54443660904406,0,0.94615384615384612,0,0,33.13828800337339,26.997130481100058,28.701994528119698,28.386576639664575,24.926793033671473,21.658189326960201,24.926793033671473,28.386576639664575,28.701994528119698,1,0.66725819577813505,529.87455197132613,null,null,null,17.903576612903223,9,32400,15.025806451612901,841.54443660904406,0,0.94615384615384612,0,0,33.13828800337339,26.997130481100058,28.701994528119698,28.386576639664575,24.926793033671473,21.658189326960201,24.926793033671473,28.386576639664575,28.701994528119698,0,0.66725819577813505,529.87455197132613,null,null,null,17.903576612903223,9,32400,15.025806451612901,841.54443660904406,653.87011566430647,0.94615384615384612,0,0,33.13828800337339,26.997130481100058,28.701994528119698,28.386576639664575,24.926793033671473,21.658189326960201,24.926793033671473,28.386576639664575,28.701994528119698,1,0.66725819577813505,529.87455197132613,null,null,null,17.903576612903223,9,32400,15.025806451612901,841.54443660904406,653.87011566430647,0.94615384615384612,0,0,33.13828800337339,26.997130481100058,28.701994528119698,28.386576639664575,24.926793033671473,21.658189326960201,24.926793033671473,28.386576639664575,28.701994528119698,0,0.66725819577813505,529.87455197132613]
[null,"Tsuelo",10,36000,17.148387096774194,913.53955711106983,759.02353291333895,0.94615384615384612,0,0,29.692865275142314,30.657880706807966,32.581799054724812,32.225853802714333,28.321530070257005,24.632950529616146,28.321530070257005,32.225853802714333,32.581799054724812,1,0.66997606433476342,597.95698924731187,null,null,null,"Tsuelo",10,36000,17.148387096774194,913.53955711106983,759.02353291333895,0.94615384615384612,0,0,29.692865275142314,30.657880706807966,32.581799054724812,32.225853802714333,28.321530070257005,24.632950529616146,28.321530070257005,32.225853802714333,32.581799054724812,0,0.66997606433476342,597.95698924731187,null,null,null,"Tsuelo",10,36000,17.148387096774194,913.53955711106983,759.02353291333895,0.94615384615384612,0,0,38.064263124604686,30.657880706807966,32.581799054724812,32.225853802714333,28.321530070257005,24.632950529616146,28.321530070257005,32.225853802714333,32.581799054724812,1,0.66725819577813505,597.95698924731187,null,null,null,"Tsuelo",10,36000,17.148387096774194,913.53955711106983,759.02353291333895,0.94615384615384612,0,0,38.064263124604686,30.657880706807966,32.581799054724812,32.225853802714333,28.321530070257005,24.632950529616146,28.321530070257005,32.225853802714333,32.581799054724812,0,0.66725819577813505,597.95698924731187,null,null,null,"Tsuelo",10,36000,17.148387096774194,913.53955711106983,549.50120404904385,0.94615384615384612,0,0,38.064263124604686,30.657880706807966,32.581799054724812,32.225853802714333,28.321530070257005,24.632950529616146,28.321530070257005,32.225853802714333,32.581799054724812,1,0.66725819577813505,597.95698924731187,null,null,null,"Tsuelo",10,36000,17.148387096774194,913.53955711106983,549.50120404904385,0.94615384615384612,0,0,38.064263124604686,30.657880706807966,32.581799054724812,32.225853802714333,28.321530070257005,24.632950529616146,28.321530070257005,32.225853802714333,32.581799054724812,0,0.66725819577813505,597.95698924731187,null,null,null,"Tsuelo",10,36000,17.148387096774194,913.53955711106983,0,0.94615384615384612,0,0,38.064263124604686,30.657880706807966,32.581799054724812,32.225853802714333,28.321530070257005,24.632950529616146,28.321530070257005,32.225853802714333,32.581799054724812,1,0.66725819577813505,597.95698924731187,null,null,null,"Tsuelo",10,36000,17.148387096774194,913.53955711106983,0,0.94615384615384612,0,0,38.064263124604686,30.657880706807966,32.581799054724812,32.225853802714333,28.321530070257005,24.632950529616146,28.321530070257005,32.225853802714333,32.581799054724812,0,0.66725819577813505,597.95698924731187,null,null,null,"Tsuelo",10,36000,17.148387096774194,913.53955711106983,759.02353291333884,0.94615384615384612,0,0,38.064263124604686,30.657880706807966,32.581799054724812,32.225853802714333,28.321530070257005,24.632950529616146,28.321530070257005,32.225853802714333,32.581799054724812,1,0.66725819577813505,597.95698924731187,null,null,null,"Tsuelo",10,36000,17.148387096774194,913.53955711106983,759.02353291333884,0.94615384615384612,0,0,38.064263124604686,30.657880706807966,32.581799054724812,32.225853802714333,28.321530070257005,24.632950529616146,28.321530070257005,32.225853802714333,32.581799054724812,0,0.66725819577813505,597.95698924731187]
[null,13.739516129032255,11,39600,18.583870967741934,1030.3618281143567,777.10798236833409,0.94615384615384612,0,0,32.214190385831756,32.996062414003312,35.048536056431956,34.668806714648738,30.503597956671008,26.568549313175183,30.503597956671008,34.668806714648738,35.048536056431956,1,0.66997606433476342,637.91218637992836,null,null,null,13.739516129032255,11,39600,18.583870967741934,1030.3618281143567,777.10798236833409,0.94615384615384612,0,0,32.214190385831756,32.996062414003312,35.048536056431956,34.668806714648738,30.503597956671008,26.568549313175183,30.503597956671008,34.668806714648738,35.048536056431956,0,0.66997606433476342,637.91218637992836,null,null,null,13.739516129032255,11,39600,18.583870967741934,1030.3618281143567,777.10798236833409,0.94615384615384612,0,0,41.144960995150754,32.996062414003312,35.048536056431956,34.668806714648738,30.503597956671008,26.568549313175183,30.503597956671008,34.668806714648738,35.048536056431956,1,0.66725819577813505,637.91218637992836,null,null,null,13.739516129032255,11,39600,18.583870967741934,1030.3618281143567,777.10798236833409,0.94615384615384612,0,0,41.144960995150754,32.996062414003312,35.048536056431956,34.668806714648738,30.503597956671008,26.568549313175183,30.503597956671008,34.668806714648738,35.048536056431956,0,0.66725819577813505,637.91218637992836,null,null,null,13.739516129032255,11,39600,18.583870967741934,1030.3618281143567,562.59358698471021,0.94615384615384612,0,0,41.144960995150754,32.996062414003312,35.048536056431956,34.668806714648738,30.503597956671008,26.568549313175183,30.503597956671008,34.668806714648738,35.048536056431956,1,0.66725819577813505,637.91218637992836,null,null,null,13.739516129032255,11,39600,18.583870967741934,1030.3618281143567,562.59358698471021,0.94615384615384612,0,0,41.144960995150754,32.996062414003312,35.048536056431956,34.668806714648738,30.503597956671008,26.568549313175183,30.503597956671008,34.668806714648738,35.048536056431956,0,0.66725819577813505,637.91218637992836,null,null,null,13.739516129032255,11,39600,18.583870967741934,1030.3618281143567,0,0.94615384615384612,0,0,41.144960995150754,32.996062414003312,35.048536056431956,34.668806714648738,30.503597956671008,26.568549313175183,30.503597956671008,34.668806714648738,35.048536056431956,1,0.66725819577813505,637.91218637992836,null,null,null,13.739516129032255,11,39600,18.583870967741934,1030.3618281143567,0,0.94615384615384612,0,0,41.144960995150754,32.996062414003312,35.048536056431956,34.668806714648738,30.503597956671008,26.568549313175183,30.503597956671008,34.668806714648738,35.048536056431956,0,0.66725819577813505,637.91218637992836,null,null,null,13.739516129032255,11,39600,18.583870967741934,1030.3618281143567,777.10798236833398,0.94615384615384612,0,0,41.144960995150754,32.996062414003312,35.048536056431956,34.668806714648738,30.503597956671008,26.568549313175183,30.503597956671008,34.668806714648738,35.048536056431956,1,0.66725819577813505,637.91218637992836,null,null,null,13.739516129032255,11,39600,18.583870967741934,1030.3618281143567,777.10798236833398,0.94615384615384612,0,0,41.144960995150754,32.996062414003312,35.048536056431956,34.668806714648738,30.503597956671008,26.568549313175183,30.503597956671008,34.668806714648738,35.048536056431956,0,0.66725819577813505,637.91218637992836]
[null,"Infil RAH",12,43200,19.883870967741935,946.20738445345216,824.57723929789711,0.94615384615384612,0,0,33.492030360531302,34.277640009182335,36.327490074171962,35.948246121975941,31.788361548192512,27.858342886387604,31.788361548192512,35.948246121975941,36.327490074171962,1,0.66997606433476342,637.0967741935483,null,null,null,"Infil RAH",12,43200,19.883870967741935,946.20738445345216,824.57723929789711,0.94615384615384612,0,0,33.492030360531302,34.277640009182335,36.327490074171962,35.948246121975941,31.788361548192512,27.858342886387604,31.788361548192512,35.948246121975941,36.327490074171962,0,0.66997606433476342,637.0967741935483,null,null,null,"Infil RAH",12,43200,19.883870967741935,946.20738445345216,824.57723929789711,0.94615384615384612,0,0,42.411385199240982,34.277640009182335,36.327490074171962,35.948246121975941,31.788361548192512,27.858342886387604,31.788361548192512,35.948246121975941,36.327490074171962,1,0.66725819577813505,637.0967741935483,null,null,null,"Infil RAH",12,43200,19.883870967741935,946.20738445345216,824.57723929789711,0.94615384615384612,0,0,42.411385199240982,34.277640009182335,36.327490074171962,35.948246121975941,31.788361548192512,27.858342886387604,31.788361548192512,35.948246121975941,36.327490074171962,0,0.66725819577813505,637.0967741935483,null,null,null,"Infil RAH",12,43200,19.883870967741935,946.20738445345216,0,0.94615384615384612,0,0,42.411385199240982,34.277640009182335,36.327490074171962,35.948246121975941,31.788361548192512,27.858342886387604,31.788361548192512,35.948246121975941,36.327490074171962,1,0.66725819577813505,637.0967741935483,null,null,null,"Infil RAH",12,43200,19.883870967741935,946.20738445345216,0,0.94615384615384612,0,0,42.411385199240982,34.277640009182335,36.327490074171962,35.948246121975941,31.788361548192512,27.858342886387604,31.788361548192512,35.948246121975941,36.327490074171962,0,0.66725819577813505,637.0967741935483,null,null,null,"Infil RAH",12,43200,19.883870967741935,946.20738445345216,0,0.94615384615384612,0,0,42.411385199240982,34.277640009182335,36.327490074171962,35.948246121975941,31.788361548192512,27.858342886387604,31.788361548192512,35.948246121975941,36.327490074171962,1,0.66725819577813505,637.0967741935483,null,null,null,"Infil RAH",12,43200,19.883870967741935,946.20738445345216,0,0.94615384615384612,0,0,42.411385199240982,34.277640009182335,36.327490074171962,35.948246121975941,31.788361548192512,27.858342886387604,31.788361548192512,35.948246121975941,36.327490074171962,0,0.66725819577813505,637.0967741935483,null,null,null,"Infil RAH",12,43200,19.883870967741935,946.20738445345216,824.57723929789688,0.94615384615384612,0,0,42.411385199240982,34.277640009182335,36.327490074171962,35.948246121975941,31.788361548192512,27.858342886387604,31.788361548192512,35.948246121975941,36.327490074171962,1,0.66725819577813505,637.0967741935483,null,null,null,"Infil RAH",12,43200,19.883870967741935,946.20738445345216,824.57723929789688,0.94615384615384612,0,0,42.411385199240982,34.277640009182335,36.327490074171962,35.948246121975941,31.788361548192512,27.858342886387604,31.788361548192512,35.948246121975941,36.327490074171962,0,0.66725819577813505,637.0967741935483]
[null,0.13223547412677508,13,46800,20.848387096774189,890.64557263481561,764.79970219264055,0.94615384615384612,0,0,33.29716318785578,34.278320211262439,36.190908164305291,35.837059155237334,31.955728877597124,28.288872224918141,31.955728877597124,35.837059155237334,36.190908164305291,1,3.669976064334763,594.43548387096757,null,null,null,0.13223547412677508,13,46800,20.848387096774189,890.64557263481561,764.79970219264055,0.94615384615384612,0,0,33.29716318785578,34.278320211262439,36.190908164305291,35.837059155237334,31.955728877597124,28.288872224918141,31.955728877597124,35.837059155237334,36.190908164305291,0,3.669976064334763,594.43548387096757,null,null,null,0.13495334268340339,13,46800,20.848387096774189,890.64557263481561,764.79970219264055,0.94615384615384612,0,0,41.619259962049327,34.278320211262439,36.190908164305291,35.837059155237334,31.955728877597124,28.288872224918141,31.955728877597124,35.837059155237334,36.190908164305291,1,3.6672581957781349,594.43548387096757,null,null,null,0.13495334268340339,13,46800,20.848387096774189,890.64557263481561,764.79970219264055,0.94615384615384612,0,0,41.619259962049327,34.278320211262439,36.190908164305291,35.837059155237334,31.955728877597124,28.288872224918141,31.955728877597124,35.837059155237334,36.190908164305291,0,3.6672581957781349,594.43548387096757,null,null,null,0.13495334268340339,13,46800,20.848387096774189,890.64557263481561,0,0.94615384615384612,0,0,41.619259962049327,34.278320211262439,36.190908164305291,35.837059155237334,31.955728877597124,28.288872224918141,31.955728877597124,35.837059155237334,36.190908164305291,1,3.6672581957781349,594.43548387096757,null,null,null,0.13495334268340339,13,46800,20.848387096774189,890.64557263481561,0,0.94615384615384612,0,0,41.619259962049327,34.278320211262439,36.190908164305291,35.837059155237334,31.955728877597124,28.288872224918141,31.955728877597124,35.837059155237334,36.190908164305291,0,3.6672581957781349,594.43548387096757,null,null,null,0.13495334268340339,13,46800,20.848387096774189,890.64557263481561,553.68290835218249,0.94615384615384612,0,0,41.619259962049327,34.278320211262439,36.190908164305291,35.837059155237334,31.955728877597124,28.288872224918141,31.955728877597124,35.837059155237334,36.190908164305291,1,3.6672581957781349,594.43548387096757,null,null,null,0.13495334268340339,13,46800,20.848387096774189,890.64557263481561,553.68290835218249,0.94615384615384612,0,0,41.619259962049327,34.278320211262439,36.190908164305291,35.837059155237334,31.955728877597124,28.288872224918141,31.955728877597124,35.837059155237334,36.190908164305291,0,3.6672581957781349,594.43548387096757,null,null,null,0.13495334268340339,13,46800,20.848387096774189,890.64557263481561,764.79970219264032,0.94615384615384612,0,0,41.619259962049327,34.278320211262439,36.190908164305291,35.837059155237334,31.955728877597124,28.288872224918141,31.955728877597124,35.837059155237334,36.190908164305291,1,3.6672581957781349,594.43548387096757,null,null,null,0.13495334268340339,13,46800,20.848387096774189,890.64557263481561,764.79970219264032,0.94615384615384612,0,0,41.619259962049327,34.278320211262439,36.190908164305291,35.837059155237334,31.955728877597124,28.288872224918141,31.955728877597124,35.837059155237334,36.190908164305291,0,3.6672581957781349,594.43548387096757]
[null,"Cat Mes",14,50400,21.28709677419355,826.46952642569283,680.89018269567066,0.94615384615384612,0,0,32.209996837444656,33.448515728152046,35.180451634679784,34.860025165758941,31.345302999782966,28.024796514964315,31.345302999782966,34.860025165758941,35.180451634679784,1,3.669976064334763,538.28853046594975,null,null,null,"Cat Mes",14,50400,21.28709677419355,826.46952642569283,680.89018269567066,0.94615384615384612,0,0,32.209996837444656,33.448515728152046,35.180451634679784,34.860025165758941,31.345302999782966,28.024796514964315,31.345302999782966,34.860025165758941,35.180451634679784,0,3.669976064334763,538.28853046594975,null,null,null,"Cat Mes",14,50400,21.28709677419355,826.46952642569283,680.89018269567066,0.94615384615384612,0,0,39.746036263967952,33.448515728152046,35.180451634679784,34.860025165758941,31.345302999782966,28.024796514964315,31.345302999782966,34.860025165758941,35.180451634679784,1,3.6672581957781349,538.28853046594975,null,null,null,"Cat Mes",14,50400,21.28709677419355,826.46952642569283,680.89018269567066,0.94615384615384612,0,0,39.746036263967952,33.448515728152046,35.180451634679784,34.860025165758941,31.345302999782966,28.024796514964315,31.345302999782966,34.860025165758941,35.180451634679784,0,3.6672581957781349,538.28853046594975,null,null,null,"Cat Mes",14,50400,21.28709677419355,826.46952642569283,0,0.94615384615384612,0,0,39.746036263967952,33.448515728152046,35.180451634679784,34.860025165758941,31.345302999782966,28.024796514964315,31.345302999782966,34.860025165758941,35.180451634679784,1,3.6672581957781349,538.28853046594975,null,null,null,"Cat Mes",14,50400,21.28709677419355,826.46952642569283,0,0.94615384615384612,0,0,39.746036263967952,33.448515728152046,35.180451634679784,34.860025165758941,31.345302999782966,28.024796514964315,31.345302999782966,34.860025165758941,35.180451634679784,0,3.6672581957781349,538.28853046594975,null,null,null,"Cat Mes",14,50400,21.28709677419355,826.46952642569283,492.9359354384639,0.94615384615384612,0,0,39.746036263967952,33.448515728152046,35.180451634679784,34.860025165758941,31.345302999782966,28.024796514964315,31.345302999782966,34.860025165758941,35.180451634679784,1,3.6672581957781349,538.28853046594975,null,null,null,"Cat Mes",14,50400,21.28709677419355,826.46952642569283,492.9359354384639,0.94615384615384612,0,0,39.746036263967952,33.448515728152046,35.180451634679784,34.860025165758941,31.345302999782966,28.024796514964315,31.345302999782966,34.860025165758941,35.180451634679784,0,3.6672581957781349,538.28853046594975,null,null,null,"Cat Mes",14,50400,21.28709677419355,826.46952642569283,680.89018269567066,0.94615384615384612,0,0,39.746036263967952,33.448515728152046,35.180451634679784,34.860025165758941,31.345302999782966,28.024796514964315,31.345302999782966,34.860025165758941,35.180451634679784,1,3.6672581957781349,538.28853046594975,null,null,null,"Cat Mes",14,50400,21.28709677419355,826.46952642569283,680.89018269567066,0.94615384615384612,0,0,39.746036263967952,33.448515728152046,35.180451634679784,34.860025165758941,31.345302999782966,28.024796514964315,31.345302999782966,34.860025165758941,35.180451634679784,0,3.6672581957781349,538.28853046594975]
[null,"v",15,54000,20.483870967741932,643.28451894492878,446.27691774041034,0.94615384615384612,0,0,27.112839974699554,29.075594710621409,30.299162034927456,30.07278913294153,27.589730042767567,25.243879240981347,27.589730042767567,30.07278913294153,30.299162034927456,1,3.669976064334763,380.28673835125454,null,null,null,"v",15,54000,20.483870967741932,643.28451894492878,446.27691774041034,0.94615384615384612,0,0,27.112839974699554,29.075594710621409,30.299162034927456,30.07278913294153,27.589730042767567,25.243879240981347,27.589730042767567,30.07278913294153,30.299162034927456,0,3.669976064334763,380.28673835125454,null,null,null,"v",15,54000,20.483870967741932,643.28451894492878,446.27691774041034,0.94615384615384612,0,0,32.436854311617125,29.075594710621409,30.299162034927456,30.07278913294153,27.589730042767567,25.243879240981347,27.589730042767567,30.07278913294153,30.299162034927456,1,3.6672581957781349,380.28673835125454,null,null,null,"v",15,54000,20.483870967741932,643.28451894492878,446.27691774041034,0.94615384615384612,0,0,32.436854311617125,29.075594710621409,30.299162034927456,30.07278913294153,27.589730042767567,25.243879240981347,27.589730042767567,30.07278913294153,30.299162034927456,0,3.6672581957781349,380.28673835125454,null,null,null,"v",15,54000,20.483870967741932,643.28451894492878,0,0.94615384615384612,0,0,32.436854311617125,29.075594710621409,30.299162034927456,30.07278913294153,27.589730042767567,25.243879240981347,27.589730042767567,30.07278913294153,30.299162034927456,1,3.6672581957781349,380.28673835125454,null,null,null,"v",15,54000,20.483870967741932,643.28451894492878,0,0.94615384615384612,0,0,32.436854311617125,29.075594710621409,30.299162034927456,30.07278913294153,27.589730042767567,25.243879240981347,27.589730042767567,30.07278913294153,30.299162034927456,0,3.6672581957781349,380.28673835125454,null,null,null,"v",15,54000,20.483870967741932,643.28451894492878,323.08577139419265,0.94615384615384612,0,0,32.436854311617125,29.075594710621409,30.299162034927456,30.07278913294153,27.589730042767567,25.243879240981347,27.589730042767567,30.07278913294153,30.299162034927456,1,3.6672581957781349,380.28673835125454,null,null,null,"v",15,54000,20.483870967741932,643.28451894492878,323.08577139419265,0.94615384615384612,0,0,32.436854311617125,29.075594710621409,30.299162034927456,30.07278913294153,27.589730042767567,25.243879240981347,27.589730042767567,30.07278913294153,30.299162034927456,0,3.6672581957781349,380.28673835125454,null,null,null,"v",15,54000,20.483870967741932,643.28451894492878,446.27691774041023,0.94615384615384612,0,0,32.436854311617125,29.075594710621409,30.299162034927456,30.07278913294153,27.589730042767567,25.243879240981347,27.589730042767567,30.07278913294153,30.299162034927456,1,3.6672581957781349,380.28673835125454,null,null,null,"v",15,54000,20.483870967741932,643.28451894492878,446.27691774041023,0.94615384615384612,0,0,32.436854311617125,29.075594710621409,30.299162034927456,30.07278913294153,27.589730042767567,25.243879240981347,27.589730042767567,30.07278913294153,30.299162034927456,0,3.6672581957781349,380.28673835125454]
[null,null,16,57600,18.79032258064516,422.85951356067824,308.54047848296761,1.1353846153846152,0,0,22.068744465528145,24.596619203395541,25.423507385026589,25.270524321834831,23.592470180334374,22.007141555310088,23.592470180334374,25.270524321834831,25.423507385026589,1,0.66997606433476342,256.99820788530462,null,null,null,null,16,57600,18.79032258064516,422.85951356067824,308.54047848296761,1.1353846153846152,0,0,22.068744465528145,24.596619203395541,25.423507385026589,25.270524321834831,23.592470180334374,22.007141555310088,23.592470180334374,25.270524321834831,25.423507385026589,0,0.66997606433476342,256.99820788530462,null,null,null,null,16,57600,18.79032258064516,422.85951356067824,308.54047848296761,1.1353846153846152,0,0,25.666719375922408,24.596619203395541,25.423507385026589,25.270524321834831,23.592470180334374,22.007141555310088,23.592470180334374,25.270524321834831,25.423507385026589,1,0.66725819577813505,256.99820788530462,null,null,null,null,16,57600,18.79032258064516,422.85951356067824,308.54047848296761,1.1353846153846152,0,0,25.666719375922408,24.596619203395541,25.423507385026589,25.270524321834831,23.592470180334374,22.007141555310088,23.592470180334374,25.270524321834831,25.423507385026589,0,0.66725819577813505,256.99820788530462,null,null,null,null,16,57600,18.79032258064516,422.85951356067824,0,1.1353846153846152,0,0,25.666719375922408,24.596619203395541,25.423507385026589,25.270524321834831,23.592470180334374,22.007141555310088,23.592470180334374,25.270524321834831,25.423507385026589,1,0.66725819577813505,256.99820788530462,null,null,null,null,16,57600,18.79032258064516,422.85951356067824,0,1.1353846153846152,0,0,25.666719375922408,24.596619203395541,25.423507385026589,25.270524321834831,23.592470180334374,22.007141555310088,23.592470180334374,25.270524321834831,25.423507385026589,0,0.66725819577813505,256.99820788530462,null,null,null,null,16,57600,18.79032258064516,422.85951356067824,223.37036609853874,1.1353846153846152,0,0,25.666719375922408,24.596619203395541,25.423507385026589,25.270524321834831,23.592470180334374,22.007141555310088,23.592470180334374,25.270524321834831,25.423507385026589,1,0.66725819577813505,256.99820788530462,null,null,null,null,16,57600,18.79032258064516,422.85951356067824,223.37036609853874,1.1353846153846152,0,0,25.666719375922408,24.596619203395541,25.423507385026589,25.270524321834831,23.592470180334374,22.007141555310088,23.592470180334374,25.270524321834831,25.423507385026589,0,0.66725819577813505,256.99820788530462,null,null,null,null,16,57600,18.79032258064516,422.85951356067824,308.54047848296761,1.1353846153846152,0,0,25.666719375922408,24.596619203395541,25.423507385026589,25.270524321834831,23.592470180334374,22.007141555310088,23.592470180334374,25.270524321834831,25.423507385026589,1,0.66725819577813505,256.99820788530462,null,null,null,null,16,57600,18.79032258064516,422.85951356067824,308.54047848296761,1.1353846153846152,0,0,25.666719375922408,24.596619203395541,25.423507385026589,25.270524321834831,23.592470180334374,22.007141555310088,23.592470180334374,25.270524321834831,25.423507385026589,0,0.66725819577813505,256.99820788530462]
[null,null,17,61200,17.20645161290323,279.43251095908175,0,1.8923076923076922,0,0,16.462463630613538,19.668778094633744,20.019443725301379,19.954566873113471,19.242939924155273,18.570635887818664,19.242939924155273,19.954566873113471,20.019443725301379,1,0.66997606433476342,108.9874551971326,null,null,null,null,17,61200,17.20645161290323,279.43251095908175,0,1.8923076923076922,0,0,16.462463630613538,19.668778094633744,20.019443725301379,19.954566873113471,19.242939924155273,18.570635887818664,19.242939924155273,19.954566873113471,20.019443725301379,0,0.66997606433476342,108.9874551971326,null,null,null,null,17,61200,17.20645161290323,279.43251095908175,0,1.8923076923076922,0,0,17.988288003373395,19.668778094633744,20.019443725301379,19.954566873113471,19.242939924155273,18.570635887818664,19.242939924155273,19.954566873113471,20.019443725301379,1,0.66725819577813505,108.9874551971326,null,null,null,null,17,61200,17.20645161290323,279.43251095908175,0,1.8923076923076922,0,0,17.988288003373395,19.668778094633744,20.019443725301379,19.954566873113471,19.242939924155273,18.570635887818664,19.242939924155273,19.954566873113471,20.019443725301379,0,0.66725819577813505,108.9874551971326,null,null,null,null,17,61200,17.20645161290323,279.43251095908175,0,1.8923076923076922,0,0,17.988288003373395,19.668778094633744,20.019443725301379,19.954566873113471,19.242939924155273,18.570635887818664,19.242939924155273,19.954566873113471,20.019443725301379,1,0.66725819577813505,108.9874551971326,null,null,null,null,17,61200,17.20645161290323,279.43251095908175,0,1.8923076923076922,0,0,17.988288003373395,19.668778094633744,20.019443725301379,19.954566873113471,19.242939924155273,18.570635887818664,19.242939924155273,19.954566873113471,20.019443725301379,0,0.66725819577813505,108.9874551971326,null,null,null,null,17,61200,17.20645161290323,279.43251095908175,52.327434048338432,1.8923076923076922,0,0,17.988288003373395,19.668778094633744,20.019443725301379,19.954566873113471,19.242939924155273,18.570635887818664,19.242939924155273,19.954566873113471,20.019443725301379,1,0.66725819577813505,108.9874551971326,null,null,null,null,17,61200,17.20645161290323,279.43251095908175,52.327434048338432,1.8923076923076922,0,0,17.988288003373395,19.668778094633744,20.019443725301379,19.954566873113471,19.242939924155273,18.570635887818664,19.242939924155273,19.954566873113471,20.019443725301379,0,0.66725819577813505,108.9874551971326,null,null,null,null,17,61200,17.20645161290323,279.43251095908175,0,1.8923076923076922,0,0,17.988288003373395,19.668778094633744,20.019443725301379,19.954566873113471,19.242939924155273,18.570635887818664,19.242939924155273,19.954566873113471,20.019443725301379,1,0.66725819577813505,108.9874551971326,null,null,null,null,17,61200,17.20645161290323,279.43251095908175,0,1.8923076923076922,0,0,17.988288003373395,19.668778094633744,20.019443725301379,19.954566873113471,19.242939924155273,18.570635887818664,19.242939924155273,19.954566873113471,20.019443725301379,0,0.66725819577813505,108.9874551971326]
[null,null,18,64800,15.56774193548387,18.156155561486464,0,1.8923076923076922,1.5,0,12.000907653383933,15.68333746463524,15.699799692302035,15.696754005991149,15.663346212859922,15.631784459612515,15.663346212859922,15.696754005991149,15.699799692302035,1,0.66997606433476342,5.1164874551971318,null,null,null,null,18,64800,15.56774193548387,18.156155561486464,0,1.8923076923076922,1.5,0,12.000907653383933,15.68333746463524,15.699799692302035,15.696754005991149,15.663346212859922,15.631784459612515,15.663346212859922,15.696754005991149,15.699799692302035,0,0.66997606433476342,5.1164874551971318,null,null,null,null,18,64800,15.56774193548387,18.156155561486464,0,1.8923076923076922,1.5,0,12.072538477756694,15.68333746463524,15.699799692302035,15.696754005991149,15.663346212859922,15.631784459612515,15.663346212859922,15.696754005991149,15.699799692302035,1,0.66725819577813505,5.1164874551971318,null,null,null,null,18,64800,15.56774193548387,18.156155561486464,0,1.8923076923076922,1.5,0,12.072538477756694,15.68333746463524,15.699799692302035,15.696754005991149,15.663346212859922,15.631784459612515,15.663346212859922,15.696754005991149,15.699799692302035,0,0.66725819577813505,5.1164874551971318,null,null,null,null,18,64800,15.56774193548387,18.156155561486464,0,1.8923076923076922,1.5,0,12.072538477756694,15.68333746463524,15.699799692302035,15.696754005991149,15.663346212859922,15.631784459612515,15.663346212859922,15.696754005991149,15.699799692302035,1,0.66725819577813505,5.1164874551971318,null,null,null,null,18,64800,15.56774193548387,18.156155561486464,0,1.8923076923076922,1.5,0,12.072538477756694,15.68333746463524,15.699799692302035,15.696754005991149,15.663346212859922,15.631784459612515,15.663346212859922,15.696754005991149,15.699799692302035,0,0.66725819577813505,5.1164874551971318,null,null,null,null,18,64800,15.56774193548387,18.156155561486464,0.3227489898395754,1.8923076923076922,1.5,0,12.072538477756694,15.68333746463524,15.699799692302035,15.696754005991149,15.663346212859922,15.631784459612515,15.663346212859922,15.696754005991149,15.699799692302035,1,0.66725819577813505,5.1164874551971318,null,null,null,null,18,64800,15.56774193548387,18.156155561486464,0.3227489898395754,1.8923076923076922,1.5,0,12.072538477756694,15.68333746463524,15.699799692302035,15.696754005991149,15.663346212859922,15.631784459612515,15.663346212859922,15.696754005991149,15.699799692302035,0,0.66725819577813505,5.1164874551971318,null,null,null,null,18,64800,15.56774193548387,18.156155561486464,0,1.8923076923076922,1.5,0,12.072538477756694,15.68333746463524,15.699799692302035,15.696754005991149,15.663346212859922,15.631784459612515,15.663346212859922,15.696754005991149,15.699799692302035,1,0.66725819577813505,5.1164874551971318,null,null,null,null,18,64800,15.56774193548387,18.156155561486464,0,1.8923076923076922,1.5,0,12.072538477756694,15.68333746463524,15.699799692302035,15.696754005991149,15.663346212859922,15.631784459612515,15.663346212859922,15.696754005991149,15.699799692302035,0,0.66725819577813505,5.1164874551971318]
[null,null,19,68400,13.877419354838709,0,0,2.8384615384615381,1.5,0,10.171537001897534,13.877419354838709,13.877419354838709,13.877419354838709,13.877419354838709,13.877419354838709,13.877419354838709,13.877419354838709,13.877419354838709,1,0.66997606433476342,0,null,null,null,null,19,68400,13.877419354838709,0,0,2.8384615384615381,1.5,0,10.171537001897534,13.877419354838709,13.877419354838709,13.877419354838709,13.877419354838709,13.877419354838709,13.877419354838709,13.877419354838709,13.877419354838709,0,0.66997606433476342,0,null,null,null,null,19,68400,13.877419354838709,0,0,2.8384615384615381,1.5,0,10.171537001897534,13.877419354838709,13.877419354838709,13.877419354838709,13.877419354838709,13.877419354838709,13.877419354838709,13.877419354838709,13.877419354838709,1,0.66725819577813505,0,null,null,null,null,19,68400,13.877419354838709,0,0,2.8384615384615381,1.5,0,10.171537001897534,13.877419354838709,13.877419354838709,13.877419354838709,13.877419354838709,13.877419354838709,13.877419354838709,13.877419354838709,13.877419354838709,0,0.66725819577813505,0,null,null,null,null,19,68400,13.877419354838709,0,0,2.8384615384615381,1.5,0,10.171537001897534,13.877419354838709,13.877419354838709,13.877419354838709,13.877419354838709,13.877419354838709,13.877419354838709,13.877419354838709,13.877419354838709,1,0.66725819577813505,0,null,null,null,null,19,68400,13.877419354838709,0,0,2.8384615384615381,1.5,0,10.171537001897534,13.877419354838709,13.877419354838709,13.877419354838709,13.877419354838709,13.877419354838709,13.877419354838709,13.877419354838709,13.877419354838709,0,0.66725819577813505,0,null,null,null,null,19,68400,13.877419354838709,0,0,2.8384615384615381,1.5,0,10.171537001897534,13.877419354838709,13.877419354838709,13.877419354838709,13.877419354838709,13.877419354838709,13.877419354838709,13.877419354838709,13.877419354838709,1,0.66725819577813505,0,null,null,null,null,19,68400,13.877419354838709,0,0,2.8384615384615381,1.5,0,10.171537001897534,13.877419354838709,13.877419354838709,13.877419354838709,13.877419354838709,13.877419354838709,13.877419354838709,13.877419354838709,13.877419354838709,0,0.66725819577813505,0,null,null,null,null,19,68400,13.877419354838709,0,0,2.8384615384615381,1.5,0,10.171537001897534,13.877419354838709,13.877419354838709,13.877419354838709,13.877419354838709,13.877419354838709,13.877419354838709,13.877419354838709,13.877419354838709,1,0.66725819577813505,0,null,null,null,null,19,68400,13.877419354838709,0,0,2.8384615384615381,1.5,0,10.171537001897534,13.877419354838709,13.877419354838709,13.877419354838709,13.877419354838709,13.877419354838709,13.877419354838709,13.877419354838709,13.877419354838709,0,0.66725819577813505,0]
[null,null,20,72000,13.116129032258067,0,0,3.4061538461538463,1.5,0,9.4102466793168915,13.116129032258067,13.116129032258067,13.116129032258067,13.116129032258067,13.116129032258067,13.116129032258067,13.116129032258067,13.116129032258067,1,0.66997606433476342,0,null,null,null,null,20,72000,13.116129032258067,0,0,3.4061538461538463,1.5,0,9.4102466793168915,13.116129032258067,13.116129032258067,13.116129032258067,13.116129032258067,13.116129032258067,13.116129032258067,13.116129032258067,13.116129032258067,0,0.66997606433476342,0,null,null,null,null,20,72000,13.116129032258067,0,0,3.4061538461538463,1.5,0,9.4102466793168915,13.116129032258067,13.116129032258067,13.116129032258067,13.116129032258067,13.116129032258067,13.116129032258067,13.116129032258067,13.116129032258067,1,0.66725819577813505,0,null,null,null,null,20,72000,13.116129032258067,0,0,3.4061538461538463,1.5,0,9.4102466793168915,13.116129032258067,13.116129032258067,13.116129032258067,13.116129032258067,13.116129032258067,13.116129032258067,13.116129032258067,13.116129032258067,0,0.66725819577813505,0,null,null,null,null,20,72000,13.116129032258067,0,0,3.4061538461538463,1.5,0,9.4102466793168915,13.116129032258067,13.116129032258067,13.116129032258067,13.116129032258067,13.116129032258067,13.116129032258067,13.116129032258067,13.116129032258067,1,0.66725819577813505,0,null,null,null,null,20,72000,13.116129032258067,0,0,3.4061538461538463,1.5,0,9.4102466793168915,13.116129032258067,13.116129032258067,13.116129032258067,13.116129032258067,13.116129032258067,13.116129032258067,13.116129032258067,13.116129032258067,0,0.66725819577813505,0,null,null,null,null,20,72000,13.116129032258067,0,0,3.4061538461538463,1.5,0,9.4102466793168915,13.116129032258067,13.116129032258067,13.116129032258067,13.116129032258067,13.116129032258067,13.116129032258067,13.116129032258067,13.116129032258067,1,0.66725819577813505,0,null,null,null,null,20,72000,13.116129032258067,0,0,3.4061538461538463,1.5,0,9.4102466793168915,13.116129032258067,13.116129032258067,13.116129032258067,13.116129032258067,13.116129032258067,13.116129032258067,13.116129032258067,13.116129032258067,0,0.66725819577813505,0,null,null,null,null,20,72000,13.116129032258067,0,0,3.4061538461538463,1.5,0,9.4102466793168915,13.116129032258067,13.116129032258067,13.116129032258067,13.116129032258067,13.116129032258067,13.116129032258067,13.116129032258067,13.116129032258067,1,0.66725819577813505,0,null,null,null,null,20,72000,13.116129032258067,0,0,3.4061538461538463,1.5,0,9.4102466793168915,13.116129032258067,13.116129032258067,13.116129032258067,13.116129032258067,13.116129032258067,13.116129032258067,13.116129032258067,13.116129032258067,0,0.66725819577813505,0]
[null,null,21,75600,12.222580645161285,0,0,3.7846153846153845,1.5,0,8.5166982922201093,12.222580645161285,12.222580645161285,12.222580645161285,12.222580645161285,12.222580645161285,12.222580645161285,12.222580645161285,12.222580645161285,1,0.66997606433476342,0,null,null,null,null,21,75600,12.222580645161285,0,0,3.7846153846153845,1.5,0,8.5166982922201093,12.222580645161285,12.222580645161285,12.222580645161285,12.222580645161285,12.222580645161285,12.222580645161285,12.222580645161285,12.222580645161285,0,0.66997606433476342,0,null,null,null,null,21,75600,12.222580645161285,0,0,3.7846153846153845,1.5,0,8.5166982922201093,12.222580645161285,12.222580645161285,12.222580645161285,12.222580645161285,12.222580645161285,12.222580645161285,12.222580645161285,12.222580645161285,1,0.66725819577813505,0,null,null,null,null,21,75600,12.222580645161285,0,0,3.7846153846153845,1.5,0,8.5166982922201093,12.222580645161285,12.222580645161285,12.222580645161285,12.222580645161285,12.222580645161285,12.222580645161285,12.222580645161285,12.222580645161285,0,0.66725819577813505,0,null,null,null,null,21,75600,12.222580645161285,0,0,3.7846153846153845,1.5,0,8.5166982922201093,12.222580645161285,12.222580645161285,12.222580645161285,12.222580645161285,12.222580645161285,12.222580645161285,12.222580645161285,12.222580645161285,1,0.66725819577813505,0,null,null,null,null,21,75600,12.222580645161285,0,0,3.7846153846153845,1.5,0,8.5166982922201093,12.222580645161285,12.222580645161285,12.222580645161285,12.222580645161285,12.222580645161285,12.222580645161285,12.222580645161285,12.222580645161285,0,0.66725819577813505,0,null,null,null,null,21,75600,12.222580645161285,0,0,3.7846153846153845,1.5,0,8.5166982922201093,12.222580645161285,12.222580645161285,12.222580645161285,12.222580645161285,12.222580645161285,12.222580645161285,12.222580645161285,12.222580645161285,1,0.66725819577813505,0,null,null,null,null,21,75600,12.222580645161285,0,0,3.7846153846153845,1.5,0,8.5166982922201093,12.222580645161285,12.222580645161285,12.222580645161285,12.222580645161285,12.222580645161285,12.222580645161285,12.222580645161285,12.222580645161285,0,0.66725819577813505,0,null,null,null,null,21,75600,12.222580645161285,0,0,3.7846153846153845,1.5,0,8.5166982922201093,12.222580645161285,12.222580645161285,12.222580645161285,12.222580645161285,12.222580645161285,12.222580645161285,12.222580645161285,12.222580645161285,1,0.66725819577813505,0,null,null,null,null,21,75600,12.222580645161285,0,0,3.7846153846153845,1.5,0,8.5166982922201093,12.222580645161285,12.222580645161285,12.222580645161285,12.222580645161285,12.222580645161285,12.222580645161285,12.222580645161285,12.222580645161285,0,0.66725819577813505,0]
[null,null,22,79200,11.209677419354838,0,0,3.1538461538461537,0,0,7.5037950664136615,11.209677419354838,11.209677419354838,11.209677419354838,11.209677419354838,11.209677419354838,11.209677419354838,11.209677419354838,11.209677419354838,2,0.66997606433476342,0,null,null,null,null,22,79200,11.209677419354838,0,0,3.1538461538461537,0,0,7.5037950664136615,11.209677419354838,11.209677419354838,11.209677419354838,11.209677419354838,11.209677419354838,11.209677419354838,11.209677419354838,11.209677419354838,0,0.66997606433476342,0,null,null,null,null,22,79200,11.209677419354838,0,0,3.1538461538461537,0,0,7.5037950664136615,11.209677419354838,11.209677419354838,11.209677419354838,11.209677419354838,11.209677419354838,11.209677419354838,11.209677419354838,11.209677419354838,2,0.66725819577813505,0,null,null,null,null,22,79200,11.209677419354838,0,0,3.1538461538461537,0,0,7.5037950664136615,11.209677419354838,11.209677419354838,11.209677419354838,11.209677419354838,11.209677419354838,11.209677419354838,11.209677419354838,11.209677419354838,0,0.66725819577813505,0,null,null,null,null,22,79200,11.209677419354838,0,0,3.1538461538461537,0,0,7.5037950664136615,11.209677419354838,11.209677419354838,11.209677419354838,11.209677419354838,11.209677419354838,11.209677419354838,11.209677419354838,11.209677419354838,2,0.66725819577813505,0,null,null,null,null,22,79200,11.209677419354838,0,0,3.1538461538461537,0,0,7.5037950664136615,11.209677419354838,11.209677419354838,11.209677419354838,11.209677419354838,11.209677419354838,11.209677419354838,11.209677419354838,11.209677419354838,0,0.66725819577813505,0,null,null,null,null,22,79200,11.209677419354838,0,0,3.1538461538461537,0,0,7.5037950664136615,11.209677419354838,11.209677419354838,11.209677419354838,11.209677419354838,11.209677419354838,11.209677419354838,11.209677419354838,11.209677419354838,2,0.66725819577813505,0,null,null,null,null,22,79200,11.209677419354838,0,0,3.1538461538461537,0,0,7.5037950664136615,11.209677419354838,11.209677419354838,11.209677419354838,11.209677419354838,11.209677419354838,11.209677419354838,11.209677419354838,11.209677419354838,0,0.66725819577813505,0,null,null,null,null,22,79200,11.209677419354838,0,0,3.1538461538461537,0,0,7.5037950664136615,11.209677419354838,11.209677419354838,11.209677419354838,11.209677419354838,11.209677419354838,11.209677419354838,11.209677419354838,11.209677419354838,2,0.66725819577813505,0,null,null,null,null,22,79200,11.209677419354838,0,0,3.1538461538461537,0,0,7.5037950664136615,11.209677419354838,11.209677419354838,11.209677419354838,11.209677419354838,11.209677419354838,11.209677419354838,11.209677419354838,11.209677419354838,0,0.66725819577813505,0]
[null,null,23,82800,10.277419354838711,0,0,3.1538461538461537,0,0,6.5715370018975348,10.277419354838711,10.277419354838711,10.277419354838711,10.277419354838711,10.277419354838711,10.277419354838711,10.277419354838711,10.277419354838711,2,0.66997606433476342,0,null,null,null,null,23,82800,10.277419354838711,0,0,3.1538461538461537,0,0,6.5715370018975348,10.277419354838711,10.277419354838711,10.277419354838711,10.277419354838711,10.277419354838711,10.277419354838711,10.277419354838711,10.277419354838711,0,0.66997606433476342,0,null,null,null,null,23,82800,10.277419354838711,0,0,3.1538461538461537,0,0,6.5715370018975348,10.277419354838711,10.277419354838711,10.277419354838711,10.277419354838711,10.277419354838711,10.277419354838711,10.277419354838711,10.277419354838711,2,0.66725819577813505,0,null,null,null,null,23,82800,10.277419354838711,0,0,3.1538461538461537,0,0,6.5715370018975348,10.277419354838711,10.277419354838711,10.277419354838711,10.277419354838711,10.277419354838711,10.277419354838711,10.277419354838711,10.277419354838711,0,0.66725819577813505,0,null,null,null,null,23,82800,10.277419354838711,0,0,3.1538461538461537,0,0,6.5715370018975348,10.277419354838711,10.277419354838711,10.277419354838711,10.277419354838711,10.277419354838711,10.277419354838711,10.277419354838711,10.277419354838711,2,0.66725819577813505,0,null,null,null,null,23,82800,10.277419354838711,0,0,3.1538461538461537,0,0,6.5715370018975348,10.277419354838711,10.277419354838711,10.277419354838711,10.277419354838711,10.277419354838711,10.277419354838711,10.277419354838711,10.277419354838711,0,0.66725819577813505,0,null,null,null,null,23,82800,10.277419354838711,0,0,3.1538461538461537,0,0,6.5715370018975348,10.277419354838711,10.277419354838711,10.277419354838711,10.277419354838711,10.277419354838711,10.277419354838711,10.277419354838711,10.277419354838711,2,0.66725819577813505,0,null,null,null,null,23,82800,10.277419354838711,0,0,3.1538461538461537,0,0,6.5715370018975348,10.277419354838711,10.277419354838711,10.277419354838711,10.277419354838711,10.277419354838711,10.277419354838711,10.277419354838711,10.277419354838711,0,0.66725819577813505,0,null,null,null,null,23,82800,10.277419354838711,0,0,3.1538461538461537,0,0,6.5715370018975348,10.277419354838711,10.277419354838711,10.277419354838711,10.277419354838711,10.277419354838711,10.277419354838711,10.277419354838711,10.277419354838711,2,0.66725819577813505,0,null,null,null,null,23,82800,10.277419354838711,0,0,3.1538461538461537,0,0,6.5715370018975348,10.277419354838711,10.277419354838711,10.277419354838711,10.277419354838711,10.277419354838711,10.277419354838711,10.277419354838711,10.277419354838711,0,0.66725819577813505,0]
[null,null,24,86400,9.3870967741935463,0,0,3.1538461538461537,0,0,5.6812144212523696,9.3870967741935463,9.3870967741935463,9.3870967741935463,9.3870967741935463,9.3870967741935463,9.3870967741935463,9.3870967741935463,9.3870967741935463,2,0.66997606433476342,0,null,null,null,null,24,86400,9.3870967741935463,0,0,3.1538461538461537,0,0,5.6812144212523696,9.3870967741935463,9.3870967741935463,9.3870967741935463,9.3870967741935463,9.3870967741935463,9.3870967741935463,9.3870967741935463,9.3870967741935463,0,0.66997606433476342,0,null,null,null,null,24,86400,9.3870967741935463,0,0,3.1538461538461537,0,0,5.6812144212523696,9.3870967741935463,9.3870967741935463,9.3870967741935463,9.3870967741935463,9.3870967741935463,9.3870967741935463,9.3870967741935463,9.3870967741935463,2,0.66725819577813505,0,null,null,null,null,24,86400,9.3870967741935463,0,0,3.1538461538461537,0,0,5.6812144212523696,9.3870967741935463,9.3870967741935463,9.3870967741935463,9.3870967741935463,9.3870967741935463,9.3870967741935463,9.3870967741935463,9.3870967741935463,0,0.66725819577813505,0,null,null,null,null,24,86400,9.3870967741935463,0,0,3.1538461538461537,0,0,5.6812144212523696,9.3870967741935463,9.3870967741935463,9.3870967741935463,9.3870967741935463,9.3870967741935463,9.3870967741935463,9.3870967741935463,9.3870967741935463,2,0.66725819577813505,0,null,null,null,null,24,86400,9.3870967741935463,0,0,3.1538461538461537,0,0,5.6812144212523696,9.3870967741935463,9.3870967741935463,9.3870967741935463,9.3870967741935463,9.3870967741935463,9.3870967741935463,9.3870967741935463,9.3870967741935463,0,0.66725819577813505,0,null,null,null,null,24,86400,9.3870967741935463,0,0,3.1538461538461537,0,0,5.6812144212523696,9.3870967741935463,9.3870967741935463,9.3870967741935463,9.3870967741935463,9.3870967741935463,9.3870967741935463,9.3870967741935463,9.3870967741935463,2,0.66725819577813505,0,null,null,null,null,24,86400,9.3870967741935463,0,0,3.1538461538461537,0,0,5.6812144212523696,9.3870967741935463,9.3870967741935463,9.3870967741935463,9.3870967741935463,9.3870967741935463,9.3870967741935463,9.3870967741935463,9.3870967741935463,0,0.66725819577813505,0,null,null,null,null,24,86400,9.3870967741935463,0,0,3.1538461538461537,0,0,5.6812144212523696,9.3870967741935463,9.3870967741935463,9.3870967741935463,9.3870967741935463,9.3870967741935463,9.3870967741935463,9.3870967741935463,9.3870967741935463,2,0.66725819577813505,0,null,null,null,null,24,86400,9.3870967741935463,0,0,3.1538461538461537,0,0,5.6812144212523696,9.3870967741935463,9.3870967741935463,9.3870967741935463,9.3870967741935463,9.3870967741935463,9.3870967741935463,9.3870967741935463,9.3870967741935463,0,0.66725819577813505,0]
[null,null,null,"Valor Variable",null,null,null,null,null,null,null,null,null,null,null,null,null,null,null,null,null,null,null,null,null,null,null,"Valor Variable",null,null,null,null,null,null,null,null,null,null,null,null,null,null,null,null,null,null,null,null,null,null,null,"Valor Variable",null,null,null,null,null,null,null,null,null,null,null,null,null,null,null,null,null,null,null,null,null,null,null,"Valor Variable",null,null,null,null,null,null,null,null,null,null,null,null,null,null,null,null,null,null,null,null,null,null,null,"Valor Variable",null,null,null,null,null,null,null,null,null,null,null,null,null,null,null,null,null,null,null,null,null,null,null,"Valor Variable",null,null,null,null,null,null,null,null,null,null,null,null,null,null,null,null,null,null,null,null,null,null,null,"Valor Variable",null,null,null,null,null,null,null,null,null,null,null,null,null,null,null,null,null,null,null,null,null,null,null,"Valor Variable",null,null,null,null,null,null,null,null,null,null,null,null,null,null,null,null,null,null,null,null,null,null,null,"Valor Variable",null,null,null,null,null,null,null,null,null,null,null,null,null,null,null,null,null,null,null,null,null,null,null,"Valor Variable"]
[]
[]
[]
[]
[null,null,null,null,null,"Rad Ventanas: Sol Incidente*FS*FAV*FAR [W]",null,null,null,null,null,null,null,null,null,null,null,null,null,null,null,null,null,null,null,null,null,null,null,"Rad Ventanas: Sol Incidente*FS*FAV*FAR [W]",null,null,null,null,null,null,null,null,null,null,null,null,null,null,null,null,null,null,null,null,null,null,null,"Rad Ventanas: Sol Incidente*FS*FAV*FAR [W]",null,null,null,null,null,null,null,null,null,null,null,null,null,null,null,null,null,null,null,null,null,null,null,"Rad Ventanas: Sol Incidente*FS*FAV*FAR [W]",null,null,null,null,null,null,null,null,null,null,null,null,null,null,null,null,null,null,null,null,null,null,null,"Rad Ventanas: Sol Incidente*FS*FAV*FAR [W]",null,null,null,null,null,null,null,null,null,null,null,null,null,null,null,null,null,null,null,null,null,null,null,"Rad Ventanas: Sol Incidente*FS*FAV*FAR [W]",null,null,null,null,null,null,null,null,null,null,null,null,null,null,null,null,null,null,null,null,null,null,null,"Rad Ventanas: Sol Incidente*FS*FAV*FAR [W]",null,null,null,null,null,null,null,null,null,null,null,null,null,null,null,null,null,null,null,null,null,null,null,"Rad Ventanas: Sol Incidente*FS*FAV*FAR [W]",null,null,null,null,null,null,null,null,null,null,null,null,null,null,null,null,null,null,null,null,null,null,null,"Rad Ventanas: Sol Incidente*FS*FAV*FAR [W]",null,null,null,null,null,null,null,null,null,null,null,null,null,null,null,null,null,null,null,null,null,null,null,"Rad Ventanas: Sol Incidente*FS*FAV*FAR [W]"]
[null,"Mes","Tiempo [hrs]","Tiempo [s]","T° exterior","Difuso","Directo","Qgen Pers [W/m2]","Qgen Ilum [W/m2]","Qgen Equip [W/m2]","TsolH","TsolN","TsolNE","TsolE","TsolSE","TsolS","TsolSO","TsolO","TsolNO","Clima [0, 1 o 2]","N [RAH]","G total [W/m2]",null,null,null,"Mes","Tiempo [hrs]","Tiempo [s]","T° exterior","Difuso","Directo","Qgen Pers [W/m2]","Qgen Ilum [W/m2]","Qgen Equip [W/m2]","TsolH","TsolN","TsolNE","TsolE","TsolSE","TsolS","TsolSO","TsolO","TsolNO","Clima [0, 1 o 2]","N [RAH]","G total [W/m2]",null,null,null,"Mes","Tiempo [hrs]","Tiempo [s]","T° exterior","Difuso","Directo","Qgen Pers [W/m2]","Qgen Ilum [W/m2]","Qgen Equip [W/m2]","TsolH","TsolN","TsolNE","TsolE","TsolSE","TsolS","TsolSO","TsolO","TsolNO","Clima [0, 1 o 2]","N [RAH]","G total [W/m2]",null,null,null,"Mes","Tiempo [hrs]","Tiempo [s]","T° exterior","Difuso","Directo","Qgen Pers [W/m2]","Qgen Ilum [W/m2]","Qgen Equip [W/m2]","TsolH","TsolN","TsolNE","TsolE","TsolSE","TsolS","TsolSO","TsolO","TsolNO","Clima [0, 1 o 2]","N [RAH]","G total [W/m2]",null,null,null,"Mes","Tiempo [hrs]","Tiempo [s]","T° exterior","Difuso","Directo","Qgen Pers [W/m2]","Qgen Ilum [W/m2]","Qgen Equip [W/m2]","TsolH","TsolN","TsolNE","TsolE","TsolSE","TsolS","TsolSO","TsolO","TsolNO","Clima [0, 1 o 2]","N [RAH]","G total [W/m2]",null,null,null,"Mes","Tiempo [hrs]","Tiempo [s]","T° exterior","Difuso","Directo","Qgen Pers [W/m2]","Qgen Ilum [W/m2]","Qgen Equip [W/m2]","TsolH","TsolN","TsolNE","TsolE","TsolSE","TsolS","TsolSO","TsolO","TsolNO","Clima [0, 1 o 2]","N [RAH]","G total [W/m2]",null,null,null,"Mes","Tiempo [hrs]","Tiempo [s]","T° exterior","Difuso","Directo","Qgen Pers [W/m2]","Qgen Ilum [W/m2]","Qgen Equip [W/m2]","TsolH","TsolN","TsolNE","TsolE","TsolSE","TsolS","TsolSO","TsolO","TsolNO","Clima [0, 1 o 2]","N [RAH]","G total [W/m2]",null,null,null,"Mes","Tiempo [hrs]","Tiempo [s]","T° exterior","Difuso","Directo","Qgen Pers [W/m2]","Qgen Ilum [W/m2]","Qgen Equip [W/m2]","TsolH","TsolN","TsolNE","TsolE","TsolSE","TsolS","TsolSO","TsolO","TsolNO","Clima [0, 1 o 2]","N [RAH]","G total [W/m2]",null,null,null,"Mes","Tiempo [hrs]","Tiempo [s]","T° exterior","Difuso","Directo","Qgen Pers [W/m2]","Qgen Ilum [W/m2]","Qgen Equip [W/m2]","TsolH","TsolN","TsolNE","TsolE","TsolSE","TsolS","TsolSO","TsolO","TsolNO","Clima [0, 1 o 2]","N [RAH]","G total [W/m2]",null,null,null,"Mes","Tiempo [hrs]","Tiempo [s]","T° exterior","Difuso","Directo","Qgen Pers [W/m2]","Qgen Ilum [W/m2]","Qgen Equip [W/m2]","TsolH","TsolN","TsolNE","TsolE","TsolSE","TsolS","TsolSO","TsolO","TsolNO","Clima [0, 1 o 2]","N [RAH]","G total [W/m2]"]
[null,"Noviembre",0,0,12.328033333333334,0,0,3.1538461538461537,0,0,8.6221509803921563,12.328033333333334,12.328033333333334,12.328033333333334,12.328033333333334,12.328033333333334,12.328033333333334,12.328033333333334,12.328033333333334,2,0.66997606433476342,0,null,null,null,"Noviembre",0,0,12.328033333333334,0,0,3.1538461538461537,0,0,8.6221509803921563,12.328033333333334,12.328033333333334,12.328033333333334,12.328033333333334,12.328033333333334,12.328033333333334,12.328033333333334,12.328033333333334,0,0.66997606433476342,0,null,null,null,"Noviembre",0,0,12.328033333333334,0,0,3.1538461538461537,0,0,8.6221509803921563,12.328033333333334,12.328033333333334,12.328033333333334,12.328033333333334,12.328033333333334,12.328033333333334,12.328033333333334,12.328033333333334,2,0.66725819577813505,0,null,null,null,"Noviembre",0,0,12.328033333333334,0,0,3.1538461538461537,0,0,8.6221509803921563,12.328033333333334,12.328033333333334,12.328033333333334,12.328033333333334,12.328033333333334,12.328033333333334,12.328033333333334,12.328033333333334,0,0.66725819577813505,0,null,null,null,"Noviembre",0,0,12.328033333333334,0,0,3.1538461538461537,0,0,8.6221509803921563,12.328033333333334,12.328033333333334,12.328033333333334,12.328033333333334,12.328033333333334,12.328033333333334,12.328033333333334,12.328033333333334,2,0.66725819577813505,0,null,null,null,"Noviembre",0,0,12.328033333333334,0,0,3.1538461538461537,0,0,8.6221509803921563,12.328033333333334,12.328033333333334,12.328033333333334,12.328033333333334,12.328033333333334,12.328033333333334,12.328033333333334,12.328033333333334,0,0.66725819577813505,0,null,null,null,"Noviembre",0,0,12.328033333333334,0,0,3.1538461538461537,0,0,8.6221509803921563,12.328033333333334,12.328033333333334,12.328033333333334,12.328033333333334,12.328033333333334,12.328033333333334,12.328033333333334,12.328033333333334,2,0.66725819577813505,0,null,null,null,"Noviembre",0,0,12.328033333333334,0,0,3.1538461538461537,0,0,8.6221509803921563,12.328033333333334,12.328033333333334,12.328033333333334,12.328033333333334,12.328033333333334,12.328033333333334,12.328033333333334,12.328033333333334,0,0.66725819577813505,0,null,null,null,"Noviembre",0,0,12.328033333333334,0,0,3.1538461538461537,0,0,8.6221509803921563,12.328033333333334,12.328033333333334,12.328033333333334,12.328033333333334,12.328033333333334,12.328033333333334,12.328033333333334,12.328033333333334,2,0.66725819577813505,0,null,null,null,"Noviembre",0,0,12.328033333333334,0,0,3.1538461538461537,0,0,8.6221509803921563,12.328033333333334,12.328033333333334,12.328033333333334,12.328033333333334,12.328033333333334,12.328033333333334,12.328033333333334,12.328033333333334,0,0.66725819577813505,0]
[null,11,1,3600,11.349533333333335,0,0,3.1538461538461537,0,0,7.6436509803921586,11.349533333333335,11.349533333333335,11.349533333333335,11.349533333333335,11.349533333333335,11.349533333333335,11.349533333333335,11.349533333333335,2,0.66997606433476342,0,null,null,null,11,1,3600,11.349533333333335,0,0,3.1538461538461537,0,0,7.6436509803921586,11.349533333333335,11.349533333333335,11.349533333333335,11.349533333333335,11.349533333333335,11.349533333333335,11.349533333333335,11.349533333333335,0,0.66997606433476342,0,null,null,null,11,1,3600,11.349533333333335,0,0,3.1538461538461537,0,0,7.6436509803921586,11.349533333333335,11.349533333333335,11.349533333333335,11.349533333333335,11.349533333333335,11.349533333333335,11.349533333333335,11.349533333333335,2,0.66725819577813505,0,null,null,null,11,1,3600,11.349533333333335,0,0,3.1538461538461537,0,0,7.6436509803921586,11.349533333333335,11.349533333333335,11.349533333333335,11.349533333333335,11.349533333333335,11.349533333333335,11.349533333333335,11.349533333333335,0,0.66725819577813505,0,null,null,null,11,1,3600,11.349533333333335,0,0,3.1538461538461537,0,0,7.6436509803921586,11.349533333333335,11.349533333333335,11.349533333333335,11.349533333333335,11.349533333333335,11.349533333333335,11.349533333333335,11.349533333333335,2,0.66725819577813505,0,null,null,null,11,1,3600,11.349533333333335,0,0,3.1538461538461537,0,0,7.6436509803921586,11.349533333333335,11.349533333333335,11.349533333333335,11.349533333333335,11.349533333333335,11.349533333333335,11.349533333333335,11.349533333333335,0,0.66725819577813505,0,null,null,null,11,1,3600,11.349533333333335,0,0,3.1538461538461537,0,0,7.6436509803921586,11.349533333333335,11.349533333333335,11.349533333333335,11.349533333333335,11.349533333333335,11.349533333333335,11.349533333333335,11.349533333333335,2,0.66725819577813505,0,null,null,null,11,1,3600,11.349533333333335,0,0,3.1538461538461537,0,0,7.6436509803921586,11.349533333333335,11.349533333333335,11.349533333333335,11.349533333333335,11.349533333333335,11.349533333333335,11.349533333333335,11.349533333333335,0,0.66725819577813505,0,null,null,null,11,1,3600,11.349533333333335,0,0,3.1538461538461537,0,0,7.6436509803921586,11.349533333333335,11.349533333333335,11.349533333333335,11.349533333333335,11.349533333333335,11.349533333333335,11.349533333333335,11.349533333333335,2,0.66725819577813505,0,null,null,null,11,1,3600,11.349533333333335,0,0,3.1538461538461537,0,0,7.6436509803921586,11.349533333333335,11.349533333333335,11.349533333333335,11.349533333333335,11.349533333333335,11.349533333333335,11.349533333333335,11.349533333333335,0,0.66725819577813505,0]
[null,"Tmax Dia",2,7200,10.75213333333333,0,0,3.1538461538461537,0,0,7.0462509803921529,10.75213333333333,10.75213333333333,10.75213333333333,10.75213333333333,10.75213333333333,10.75213333333333,10.75213333333333,10.75213333333333,2,0.66997606433476342,0,null,null,null,"Tmax Dia",2,7200,10.75213333333333,0,0,3.1538461538461537,0,0,7.0462509803921529,10.75213333333333,10.75213333333333,10.75213333333333,10.75213333333333,10.75213333333333,10.75213333333333,10.75213333333333,10.75213333333333,0,0.66997606433476342,0,null,null,null,"Tmax Dia",2,7200,10.75213333333333,0,0,3.1538461538461537,0,0,7.0462509803921529,10.75213333333333,10.75213333333333,10.75213333333333,10.75213333333333,10.75213333333333,10.75213333333333,10.75213333333333,10.75213333333333,2,0.66725819577813505,0,null,null,null,"Tmax Dia",2,7200,10.75213333333333,0,0,3.1538461538461537,0,0,7.0462509803921529,10.75213333333333,10.75213333333333,10.75213333333333,10.75213333333333,10.75213333333333,10.75213333333333,10.75213333333333,10.75213333333333,0,0.66725819577813505,0,null,null,null,"Tmax Dia",2,7200,10.75213333333333,0,0,3.1538461538461537,0,0,7.0462509803921529,10.75213333333333,10.75213333333333,10.75213333333333,10.75213333333333,10.75213333333333,10.75213333333333,10.75213333333333,10.75213333333333,2,0.66725819577813505,0,null,null,null,"Tmax Dia",2,7200,10.75213333333333,0,0,3.1538461538461537,0,0,7.0462509803921529,10.75213333333333,10.75213333333333,10.75213333333333,10.75213333333333,10.75213333333333,10.75213333333333,10.75213333333333,10.75213333333333,0,0.66725819577813505,0,null,null,null,"Tmax Dia",2,7200,10.75213333333333,0,0,3.1538461538461537,0,0,7.0462509803921529,10.75213333333333,10.75213333333333,10.75213333333333,10.75213333333333,10.75213333333333,10.75213333333333,10.75213333333333,10.75213333333333,2,0.66725819577813505,0,null,null,null,"Tmax Dia",2,7200,10.75213333333333,0,0,3.1538461538461537,0,0,7.0462509803921529,10.75213333333333,10.75213333333333,10.75213333333333,10.75213333333333,10.75213333333333,10.75213333333333,10.75213333333333,10.75213333333333,0,0.66725819577813505,0,null,null,null,"Tmax Dia",2,7200,10.75213333333333,0,0,3.1538461538461537,0,0,7.0462509803921529,10.75213333333333,10.75213333333333,10.75213333333333,10.75213333333333,10.75213333333333,10.75213333333333,10.75213333333333,10.75213333333333,2,0.66725819577813505,0,null,null,null,"Tmax Dia",2,7200,10.75213333333333,0,0,3.1538461538461537,0,0,7.0462509803921529,10.75213333333333,10.75213333333333,10.75213333333333,10.75213333333333,10.75213333333333,10.75213333333333,10.75213333333333,10.75213333333333,0,0.66725819577813505,0]
[null,25.582283333333333,3,10800,9.9452999999999996,0,0,3.1538461538461537,0,0,6.239417647058823,9.9452999999999996,9.9452999999999996,9.9452999999999996,9.9452999999999996,9.9452999999999996,9.9452999999999996,9.9452999999999996,9.9452999999999996,2,0.66997606433476342,0,null,null,null,25.582283333333333,3,10800,9.9452999999999996,0,0,3.1538461538461537,0,0,6.239417647058823,9.9452999999999996,9.9452999999999996,9.9452999999999996,9.9452999999999996,9.9452999999999996,9.9452999999999996,9.9452999999999996,9.9452999999999996,0,0.66997606433476342,0,null,null,null,25.582283333333333,3,10800,9.9452999999999996,0,0,3.1538461538461537,0,0,6.239417647058823,9.9452999999999996,9.9452999999999996,9.9452999999999996,9.9452999999999996,9.9452999999999996,9.9452999999999996,9.9452999999999996,9.9452999999999996,2,0.66725819577813505,0,null,null,null,25.582283333333333,3,10800,9.9452999999999996,0,0,3.1538461538461537,0,0,6.239417647058823,9.9452999999999996,9.9452999999999996,9.9452999999999996,9.9452999999999996,9.9452999999999996,9.9452999999999996,9.9452999999999996,9.9452999999999996,0,0.66725819577813505,0,null,null,null,25.582283333333333,3,10800,9.9452999999999996,0,0,3.1538461538461537,0,0,6.239417647058823,9.9452999999999996,9.9452999999999996,9.9452999999999996,9.9452999999999996,9.9452999999999996,9.9452999999999996,9.9452999999999996,9.9452999999999996,2,0.66725819577813505,0,null,null,null,25.582283333333333,3,10800,9.9452999999999996,0,0,3.1538461538461537,0,0,6.239417647058823,9.9452999999999996,9.9452999999999996,9.9452999999999996,9.9452999999999996,9.9452999999999996,9.9452999999999996,9.9452999999999996,9.9452999999999996,0,0.66725819577813505,0,null,null,null,25.582283333333333,3,10800,9.9452999999999996,0,0,3.1538461538461537,0,0,6.239417647058823,9.9452999999999996,9.9452999999999996,9.9452999999999996,9.9452999999999996,9.9452999999999996,9.9452999999999996,9.9452999999999996,9.9452999999999996,2,0.66725819577813505,0,null,null,null,25.582283333333333,3,10800,9.9452999999999996,0,0,3.1538461538461537,0,0,6.239417647058823,9.9452999999999996,9.9452999999999996,9.9452999999999996,9.9452999999999996,9.9452999999999996,9.9452999999999996,9.9452999999999996,9.9452999999999996,0,0.66725819577813505,0,null,null,null,25.582283333333333,3,10800,9.9452999999999996,0,0,3.1538461538461537,0,0,6.239417647058823,9.9452999999999996,9.9452999999999996,9.9452999999999996,9.9452999999999996,9.9452999999999996,9.9452999999999996,9.9452999999999996,9.9452999999999996,2,0.66725819577813505,0,null,null,null,25.582283333333333,3,10800,9.9452999999999996,0,0,3.1538461538461537,0,0,6.239417647058823,9.9452999999999996,9.9452999999999996,9.9452999999999996,9.9452999999999996,9.9452999999999996,9.9452999999999996,9.9452999999999996,9.9452999999999996,0,0.66725819577813505,0]
[null,"Tmin Dia",4,14400,9.5367333333333342,0,0,3.1538461538461537,0,0,5.8308509803921575,9.5367333333333342,9.5367333333333342,9.5367333333333342,9.5367333333333342,9.5367333333333342,9.5367333333333342,9.5367333333333342,9.5367333333333342,2,0.66997606433476342,0,null,null,null,"Tmin Dia",4,14400,9.5367333333333342,0,0,3.1538461538461537,0,0,5.8308509803921575,9.5367333333333342,9.5367333333333342,9.5367333333333342,9.5367333333333342,9.5367333333333342,9.5367333333333342,9.5367333333333342,9.5367333333333342,0,0.66997606433476342,0,null,null,null,"Tmin Dia",4,14400,9.5367333333333342,0,0,3.1538461538461537,0,0,5.8308509803921575,9.5367333333333342,9.5367333333333342,9.5367333333333342,9.5367333333333342,9.5367333333333342,9.5367333333333342,9.5367333333333342,9.5367333333333342,2,0.66725819577813505,0,null,null,null,"Tmin Dia",4,14400,9.5367333333333342,0,0,3.1538461538461537,0,0,5.8308509803921575,9.5367333333333342,9.5367333333333342,9.5367333333333342,9.5367333333333342,9.5367333333333342,9.5367333333333342,9.5367333333333342,9.5367333333333342,0,0.66725819577813505,0,null,null,null,"Tmin Dia",4,14400,9.5367333333333342,0,0,3.1538461538461537,0,0,5.8308509803921575,9.5367333333333342,9.5367333333333342,9.5367333333333342,9.5367333333333342,9.5367333333333342,9.5367333333333342,9.5367333333333342,9.5367333333333342,2,0.66725819577813505,0,null,null,null,"Tmin Dia",4,14400,9.5367333333333342,0,0,3.1538461538461537,0,0,5.8308509803921575,9.5367333333333342,9.5367333333333342,9.5367333333333342,9.5367333333333342,9.5367333333333342,9.5367333333333342,9.5367333333333342,9.5367333333333342,0,0.66725819577813505,0,null,null,null,"Tmin Dia",4,14400,9.5367333333333342,0,0,3.1538461538461537,0,0,5.8308509803921575,9.5367333333333342,9.5367333333333342,9.5367333333333342,9.5367333333333342,9.5367333333333342,9.5367333333333342,9.5367333333333342,9.5367333333333342,2,0.66725819577813505,0,null,null,null,"Tmin Dia",4,14400,9.5367333333333342,0,0,3.1538461538461537,0,0,5.8308509803921575,9.5367333333333342,9.5367333333333342,9.5367333333333342,9.5367333333333342,9.5367333333333342,9.5367333333333342,9.5367333333333342,9.5367333333333342,0,0.66725819577813505,0,null,null,null,"Tmin Dia",4,14400,9.5367333333333342,0,0,3.1538461538461537,0,0,5.8308509803921575,9.5367333333333342,9.5367333333333342,9.5367333333333342,9.5367333333333342,9.5367333333333342,9.5367333333333342,9.5367333333333342,9.5367333333333342,2,0.66725819577813505,0,null,null,null,"Tmin Dia",4,14400,9.5367333333333342,0,0,3.1538461538461537,0,0,5.8308509803921575,9.5367333333333342,9.5367333333333342,9.5367333333333342,9.5367333333333342,9.5367333333333342,9.5367333333333342,9.5367333333333342,9.5367333333333342,0,0.66725819577813505,0]
[null,20.582283333333333,5,18000,9.6260000000000012,80.591684668121218,0,3.1538461538461537,0,0,6.572856209150328,10.007844779967396,10.149810038346965,10.219380818958507,10.108460320086797,9.9493674476035583,10.108460320086797,10.219380818958507,10.149810038346965,2,0.66997606433476342,24.018518518518523,null,null,null,20.582283333333333,5,18000,9.6260000000000012,80.591684668121218,0,3.1538461538461537,0,0,6.572856209150328,10.007844779967396,10.149810038346965,10.219380818958507,10.108460320086797,9.9493674476035583,10.108460320086797,10.219380818958507,10.149810038346965,0,0.66997606433476342,24.018518518518523,null,null,null,20.582283333333333,5,18000,9.6260000000000012,80.591684668121218,0,3.1538461538461537,0,0,6.9091154684095875,10.007844779967396,10.149810038346965,10.219380818958507,10.108460320086797,9.9493674476035583,10.108460320086797,10.219380818958507,10.149810038346965,2,0.66725819577813505,24.018518518518523,null,null,null,20.582283333333333,5,18000,9.6260000000000012,80.591684668121218,0,3.1538461538461537,0,0,6.9091154684095875,10.007844779967396,10.149810038346965,10.219380818958507,10.108460320086797,9.9493674476035583,10.108460320086797,10.219380818958507,10.149810038346965,0,0.66725819577813505,24.018518518518523,null,null,null,20.582283333333333,5,18000,9.6260000000000012,80.591684668121218,0,3.1538461538461537,0,0,6.9091154684095875,10.007844779967396,10.149810038346965,10.219380818958507,10.108460320086797,9.9493674476035583,10.108460320086797,10.219380818958507,10.149810038346965,2,0.66725819577813505,24.018518518518523,null,null,null,20.582283333333333,5,18000,9.6260000000000012,80.591684668121218,0,3.1538461538461537,0,0,6.9091154684095875,10.007844779967396,10.149810038346965,10.219380818958507,10.108460320086797,9.9493674476035583,10.108460320086797,10.219380818958507,10.149810038346965,0,0.66725819577813505,24.018518518518523,null,null,null,20.582283333333333,5,18000,9.6260000000000012,80.591684668121218,0,3.1538461538461537,0,0,6.9091154684095875,10.007844779967396,10.149810038346965,10.219380818958507,10.108460320086797,9.9493674476035583,10.108460320086797,10.219380818958507,10.149810038346965,2,0.66725819577813505,24.018518518518523,null,null,null,20.582283333333333,5,18000,9.6260000000000012,80.591684668121218,0,3.1538461538461537,0,0,6.9091154684095875,10.007844779967396,10.149810038346965,10.219380818958507,10.108460320086797,9.9493674476035583,10.108460320086797,10.219380818958507,10.149810038346965,0,0.66725819577813505,24.018518518518523,null,null,null,20.582283333333333,5,18000,9.6260000000000012,80.591684668121218,0,3.1538461538461537,0,0,6.9091154684095875,10.007844779967396,10.149810038346965,10.219380818958507,10.108460320086797,9.9493674476035583,10.108460320086797,10.219380818958507,10.149810038346965,2,0.66725819577813505,24.018518518518523,null,null,null,20.582283333333333,5,18000,9.6260000000000012,80.591684668121218,0,3.1538461538461537,0,0,6.9091154684095875,10.007844779967396,10.149810038346965,10.219380818958507,10.108460320086797,9.9493674476035583,10.108460320086797,10.219380818958507,10.149810038346965,0,0.66725819577813505,24.018518518518523]
[null,"Tmax Noche",6,21600,10.587333333333335,386.49087859745993,0,2.523076923076923,0,0,11.776235294117647,13.450727573859842,14.515302826750897,15.037003221683705,14.20522776137048,13.012215211045133,14.20522776137048,15.037003221683705,14.515302826750895,2,0.66997606433476342,180.11111111111106,null,null,null,"Tmax Noche",6,21600,10.587333333333335,386.49087859745993,0,2.523076923076923,0,0,11.776235294117647,13.450727573859842,14.515302826750897,15.037003221683705,14.20522776137048,13.012215211045133,14.20522776137048,15.037003221683705,14.515302826750895,0,0.66997606433476342,180.11111111111106,null,null,null,"Tmax Noche",6,21600,10.587333333333335,386.49087859745993,0,2.523076923076923,0,0,14.297790849673202,13.450727573859842,14.515302826750897,15.037003221683705,14.20522776137048,13.012215211045133,14.20522776137048,15.037003221683705,14.515302826750895,2,0.66725819577813505,180.11111111111106,null,null,null,"Tmax Noche",6,21600,10.587333333333335,386.49087859745993,0,2.523076923076923,0,0,14.297790849673202,13.450727573859842,14.515302826750897,15.037003221683705,14.20522776137048,13.012215211045133,14.20522776137048,15.037003221683705,14.515302826750895,0,0.66725819577813505,180.11111111111106,null,null,null,"Tmax Noche",6,21600,10.587333333333335,386.49087859745993,127.24398624452972,2.523076923076923,0,0,14.297790849673202,13.450727573859842,14.515302826750897,15.037003221683705,14.20522776137048,13.012215211045133,14.20522776137048,15.037003221683705,14.515302826750895,2,0.66725819577813505,180.11111111111106,null,null,null,"Tmax Noche",6,21600,10.587333333333335,386.49087859745993,127.24398624452972,2.523076923076923,0,0,14.297790849673202,13.450727573859842,14.515302826750897,15.037003221683705,14.20522776137048,13.012215211045133,14.20522776137048,15.037003221683705,14.515302826750895,0,0.66725819577813505,180.11111111111106,null,null,null,"Tmax Noche",6,21600,10.587333333333335,386.49087859745993,0,2.523076923076923,0,0,14.297790849673202,13.450727573859842,14.515302826750897,15.037003221683705,14.20522776137048,13.012215211045133,14.20522776137048,15.037003221683705,14.515302826750895,2,0.66725819577813505,180.11111111111106,null,null,null,"Tmax Noche",6,21600,10.587333333333335,386.49087859745993,0,2.523076923076923,0,0,14.297790849673202,13.450727573859842,14.515302826750897,15.037003221683705,14.20522776137048,13.012215211045133,14.20522776137048,15.037003221683705,14.515302826750895,0,0.66725819577813505,180.11111111111106,null,null,null,"Tmax Noche",6,21600,10.587333333333335,386.49087859745993,0,2.523076923076923,0,0,14.297790849673202,13.450727573859842,14.515302826750897,15.037003221683705,14.20522776137048,13.012215211045133,14.20522776137048,15.037003221683705,14.515302826750895,2,0.66725819577813505,180.11111111111106,null,null,null,"Tmax Noche",6,21600,10.587333333333335,386.49087859745993,0,2.523076923076923,0,0,14.297790849673202,13.450727573859842,14.515302826750897,15.037003221683705,14.20522776137048,13.012215211045133,14.20522776137048,15.037003221683705,14.515302826750895,0,0.66725819577813505,180.11111111111106]
[null,25.582283333333333,7,25200,12.434466666666669,612.03804027697674,0,3.0276923076923077,0,0,17.916999346405227,17.809586998397361,19.80799155110746,20.787319636701305,19.225923331265495,16.986418227670491,19.225923331265495,20.787319636701305,19.807991551107456,1,0.66997606433476342,338.10185185185179,null,null,null,25.582283333333333,7,25200,12.434466666666669,612.03804027697674,0,3.0276923076923077,0,0,17.916999346405227,17.809586998397361,19.80799155110746,20.787319636701305,19.225923331265495,16.986418227670491,19.225923331265495,20.787319636701305,19.807991551107456,0,0.66997606433476342,338.10185185185179,null,null,null,25.582283333333333,7,25200,12.434466666666669,612.03804027697674,0,3.0276923076923077,0,0,22.650425272331152,17.809586998397361,19.80799155110746,20.787319636701305,19.225923331265495,16.986418227670491,19.225923331265495,20.787319636701305,19.807991551107456,1,0.66725819577813505,338.10185185185179,null,null,null,25.582283333333333,7,25200,12.434466666666669,612.03804027697674,0,3.0276923076923077,0,0,22.650425272331152,17.809586998397361,19.80799155110746,20.787319636701305,19.225923331265495,16.986418227670491,19.225923331265495,20.787319636701305,19.807991551107456,0,0.66725819577813505,338.10185185185179,null,null,null,25.582283333333333,7,25200,12.434466666666669,612.03804027697674,290.52718554765966,3.0276923076923077,0,0,22.650425272331152,17.809586998397361,19.80799155110746,20.787319636701305,19.225923331265495,16.986418227670491,19.225923331265495,20.787319636701305,19.807991551107456,1,0.66725819577813505,338.10185185185179,null,null,null,25.582283333333333,7,25200,12.434466666666669,612.03804027697674,290.52718554765966,3.0276923076923077,0,0,22.650425272331152,17.809586998397361,19.80799155110746,20.787319636701305,19.225923331265495,16.986418227670491,19.225923331265495,20.787319636701305,19.807991551107456,0,0.66725819577813505,338.10185185185179,null,null,null,25.582283333333333,7,25200,12.434466666666669,612.03804027697674,0,3.0276923076923077,0,0,22.650425272331152,17.809586998397361,19.80799155110746,20.787319636701305,19.225923331265495,16.986418227670491,19.225923331265495,20.787319636701305,19.807991551107456,1,0.66725819577813505,338.10185185185179,null,null,null,25.582283333333333,7,25200,12.434466666666669,612.03804027697674,0,3.0276923076923077,0,0,22.650425272331152,17.809586998397361,19.80799155110746,20.787319636701305,19.225923331265495,16.986418227670491,19.225923331265495,20.787319636701305,19.807991551107456,0,0.66725819577813505,338.10185185185179,null,null,null,25.582283333333333,7,25200,12.434466666666669,612.03804027697674,0,3.0276923076923077,0,0,22.650425272331152,17.809586998397361,19.80799155110746,20.787319636701305,19.225923331265495,16.986418227670491,19.225923331265495,20.787319636701305,19.807991551107456,1,0.66725819577813505,338.10185185185179,null,null,null,25.582283333333333,7,25200,12.434466666666669,612.03804027697674,0,3.0276923076923077,0,0,22.650425272331152,17.809586998397361,19.80799155110746,20.787319636701305,19.225923331265495,16.986418227670491,19.225923331265495,20.787319636701305,19.807991551107456,0,0.66725819577813505,338.10185185185179]
[null,"Tmin Noche",8,28800,15.170833333333336,721.97002815689905,0,1.5138461538461538,0,0,24.148058823529414,22.590309988960396,25.348781430018789,26.70058407271868,24.545331218196399,21.454059802709637,24.545331218196399,26.70058407271868,25.348781430018786,1,0.66997606433476342,466.69444444444446,null,null,null,"Tmin Noche",8,28800,15.170833333333336,721.97002815689905,0,1.5138461538461538,0,0,24.148058823529414,22.590309988960396,25.348781430018789,26.70058407271868,24.545331218196399,21.454059802709637,24.545331218196399,26.70058407271868,25.348781430018786,0,0.66997606433476342,466.69444444444446,null,null,null,"Tmin Noche",8,28800,15.170833333333336,721.97002815689905,0,1.5138461538461538,0,0,30.681781045751638,22.590309988960396,25.348781430018789,26.70058407271868,24.545331218196399,21.454059802709637,24.545331218196399,26.70058407271868,25.348781430018786,1,0.66725819577813505,466.69444444444446,null,null,null,"Tmin Noche",8,28800,15.170833333333336,721.97002815689905,0,1.5138461538461538,0,0,30.681781045751638,22.590309988960396,25.348781430018789,26.70058407271868,24.545331218196399,21.454059802709637,24.545331218196399,26.70058407271868,25.348781430018786,0,0.66725819577813505,466.69444444444446,null,null,null,"Tmin Noche",8,28800,15.170833333333336,721.97002815689905,456.9591396249408,1.5138461538461538,0,0,30.681781045751638,22.590309988960396,25.348781430018789,26.70058407271868,24.545331218196399,21.454059802709637,24.545331218196399,26.70058407271868,25.348781430018786,1,0.66725819577813505,466.69444444444446,null,null,null,"Tmin Noche",8,28800,15.170833333333336,721.97002815689905,456.9591396249408,1.5138461538461538,0,0,30.681781045751638,22.590309988960396,25.348781430018789,26.70058407271868,24.545331218196399,21.454059802709637,24.545331218196399,26.70058407271868,25.348781430018786,0,0.66725819577813505,466.69444444444446,null,null,null,"Tmin Noche",8,28800,15.170833333333336,721.97002815689905,0,1.5138461538461538,0,0,30.681781045751638,22.590309988960396,25.348781430018789,26.70058407271868,24.545331218196399,21.454059802709637,24.545331218196399,26.70058407271868,25.348781430018786,1,0.66725819577813505,466.69444444444446,null,null,null,"Tmin Noche",8,28800,15.170833333333336,721.97002815689905,0,1.5138461538461538,0,0,30.681781045751638,22.590309988960396,25.348781430018789,26.70058407271868,24.545331218196399,21.454059802709637,24.545331218196399,26.70058407271868,25.348781430018786,0,0.66725819577813505,466.69444444444446,null,null,null,"Tmin Noche",8,28800,15.170833333333336,721.97002815689905,0,1.5138461538461538,0,0,30.681781045751638,22.590309988960396,25.348781430018789,26.70058407271868,24.545331218196399,21.454059802709637,24.545331218196399,26.70058407271868,25.348781430018786,1,0.66725819577813505,466.69444444444446,null,null,null,"Tmin Noche",8,28800,15.170833333333336,721.97002815689905,0,1.5138461538461538,0,0,30.681781045751638,22.590309988960396,25.348781430018789,26.70058407271868,24.545331218196399,21.454059802709637,24.545331218196399,26.70058407271868,25.348781430018786,0,0.66725819577813505,466.69444444444446]
[null,18.582283333333333,9,32400,17.653133333333336,878.87389002350915,683.70743244433061,0.94615384615384612,0,0,30.57270849673203,27.378840585625458,30.994740593774338,32.766730368255658,29.941550198458479,25.88940444480869,29.941550198458479,32.766730368255658,30.994740593774331,1,0.66997606433476342,611.75925925925924,null,null,null,18.582283333333333,9,32400,17.653133333333336,878.87389002350915,683.70743244433061,0.94615384615384612,0,0,30.57270849673203,27.378840585625458,30.994740593774338,32.766730368255658,29.941550198458479,25.88940444480869,29.941550198458479,32.766730368255658,30.994740593774331,0,0.66997606433476342,611.75925925925924,null,null,null,18.582283333333333,9,32400,17.653133333333336,878.87389002350915,683.70743244433061,0.94615384615384612,0,0,39.137338126361655,27.378840585625458,30.994740593774338,32.766730368255658,29.941550198458479,25.88940444480869,29.941550198458479,32.766730368255658,30.994740593774331,1,0.66725819577813505,611.75925925925924,null,null,null,18.582283333333333,9,32400,17.653133333333336,878.87389002350915,683.70743244433061,0.94615384615384612,0,0,39.137338126361655,27.378840585625458,30.994740593774338,32.766730368255658,29.941550198458479,25.88940444480869,29.941550198458479,32.766730368255658,30.994740593774331,0,0.66725819577813505,611.75925925925924,null,null,null,18.582283333333333,9,32400,17.653133333333336,878.87389002350915,629.73536693528843,0.94615384615384612,0,0,39.137338126361655,27.378840585625458,30.994740593774338,32.766730368255658,29.941550198458479,25.88940444480869,29.941550198458479,32.766730368255658,30.994740593774331,1,0.66725819577813505,611.75925925925924,null,null,null,18.582283333333333,9,32400,17.653133333333336,878.87389002350915,629.73536693528843,0.94615384615384612,0,0,39.137338126361655,27.378840585625458,30.994740593774338,32.766730368255658,29.941550198458479,25.88940444480869,29.941550198458479,32.766730368255658,30.994740593774331,0,0.66725819577813505,611.75925925925924,null,null,null,18.582283333333333,9,32400,17.653133333333336,878.87389002350915,0,0.94615384615384612,0,0,39.137338126361655,27.378840585625458,30.994740593774338,32.766730368255658,29.941550198458479,25.88940444480869,29.941550198458479,32.766730368255658,30.994740593774331,1,0.66725819577813505,611.75925925925924,null,null,null,18.582283333333333,9,32400,17.653133333333336,878.87389002350915,0,0.94615384615384612,0,0,39.137338126361655,27.378840585625458,30.994740593774338,32.766730368255658,29.941550198458479,25.88940444480869,29.941550198458479,32.766730368255658,30.994740593774331,0,0.66725819577813505,611.75925925925924,null,null,null,18.582283333333333,9,32400,17.653133333333336,878.87389002350915,683.70743244433049,0.94615384615384612,0,0,39.137338126361655,27.378840585625458,30.994740593774338,32.766730368255658,29.941550198458479,25.88940444480869,29.941550198458479,32.766730368255658,30.994740593774331,1,0.66725819577813505,611.75925925925924,null,null,null,18.582283333333333,9,32400,17.653133333333336,878.87389002350915,683.70743244433049,0.94615384615384612,0,0,39.137338126361655,27.378840585625458,30.994740593774338,32.766730368255658,29.941550198458479,25.88940444480869,29.941550198458479,32.766730368255658,30.994740593774331,0,0.66725819577813505,611.75925925925924]
[null,"Tsuelo",10,36000,19.898533333333329,1002.4318296867417,823.88784935901651,0.94615384615384612,0,0,35.810539869281044,31.374779569192242,35.641508741816779,37.732440583773979,34.398753639658239,29.617258449011267,34.398753639658239,37.732440583773979,35.641508741816772,1,0.66997606433476342,721.87037037037044,null,null,null,"Tsuelo",10,36000,19.898533333333329,1002.4318296867417,823.88784935901651,0.94615384615384612,0,0,35.810539869281044,31.374779569192242,35.641508741816779,37.732440583773979,34.398753639658239,29.617258449011267,34.398753639658239,37.732440583773979,35.641508741816772,0,0.66997606433476342,721.87037037037044,null,null,null,"Tsuelo",10,36000,19.898533333333329,1002.4318296867417,823.88784935901651,0.94615384615384612,0,0,45.916725054466227,31.374779569192242,35.641508741816779,37.732440583773979,34.398753639658239,29.617258449011267,34.398753639658239,37.732440583773979,35.641508741816772,1,0.66725819577813505,721.87037037037044,null,null,null,"Tsuelo",10,36000,19.898533333333329,1002.4318296867417,823.88784935901651,0.94615384615384612,0,0,45.916725054466227,31.374779569192242,35.641508741816779,37.732440583773979,34.398753639658239,29.617258449011267,34.398753639658239,37.732440583773979,35.641508741816772,0,0.66725819577813505,721.87037037037044,null,null,null,"Tsuelo",10,36000,19.898533333333329,1002.4318296867417,758.84990057040307,0.94615384615384612,0,0,45.916725054466227,31.374779569192242,35.641508741816779,37.732440583773979,34.398753639658239,29.617258449011267,34.398753639658239,37.732440583773979,35.641508741816772,1,0.66725819577813505,721.87037037037044,null,null,null,"Tsuelo",10,36000,19.898533333333329,1002.4318296867417,758.84990057040307,0.94615384615384612,0,0,45.916725054466227,31.374779569192242,35.641508741816779,37.732440583773979,34.398753639658239,29.617258449011267,34.398753639658239,37.732440583773979,35.641508741816772,0,0.66725819577813505,721.87037037037044,null,null,null,"Tsuelo",10,36000,19.898533333333329,1002.4318296867417,0,0.94615384615384612,0,0,45.916725054466227,31.374779569192242,35.641508741816779,37.732440583773979,34.398753639658239,29.617258449011267,34.398753639658239,37.732440583773979,35.641508741816772,1,0.66725819577813505,721.87037037037044,null,null,null,"Tsuelo",10,36000,19.898533333333329,1002.4318296867417,0,0.94615384615384612,0,0,45.916725054466227,31.374779569192242,35.641508741816779,37.732440583773979,34.398753639658239,29.617258449011267,34.398753639658239,37.732440583773979,35.641508741816772,0,0.66725819577813505,721.87037037037044,null,null,null,"Tsuelo",10,36000,19.898533333333329,1002.4318296867417,823.8878493590164,0.94615384615384612,0,0,45.916725054466227,31.374779569192242,35.641508741816779,37.732440583773979,34.398753639658239,29.617258449011267,34.398753639658239,37.732440583773979,35.641508741816772,1,0.66725819577813505,721.87037037037044,null,null,null,"Tsuelo",10,36000,19.898533333333329,1002.4318296867417,823.8878493590164,0.94615384615384612,0,0,45.916725054466227,31.374779569192242,35.641508741816779,37.732440583773979,34.398753639658239,29.617258449011267,34.398753639658239,37.732440583773979,35.641508741816772,0,0.66725819577813505,721.87037037037044]
[null,16.40111111111111,11,39600,21.560266666666667,995.82427015362896,966.60684680457257,0.94615384615384612,0,0,39.545737254901951,34.249466251381136,38.96715676905103,41.279084459982442,37.593051752295807,32.30618830056099,37.593051752295807,41.279084459982442,38.967156769051023,1,3.669976064334763,798.1666666666664,null,null,null,16.40111111111111,11,39600,21.560266666666667,995.82427015362896,966.60684680457257,0.94615384615384612,0,0,39.545737254901951,34.249466251381136,38.96715676905103,41.279084459982442,37.593051752295807,32.30618830056099,37.593051752295807,41.279084459982442,38.967156769051023,0,3.669976064334763,798.1666666666664,null,null,null,16.40111111111111,11,39600,21.560266666666667,995.82427015362896,966.60684680457257,0.94615384615384612,0,0,50.720070588235288,34.249466251381136,38.96715676905103,41.279084459982442,37.593051752295807,32.30618830056099,37.593051752295807,41.279084459982442,38.967156769051023,1,3.6672581957781349,798.1666666666664,null,null,null,16.40111111111111,11,39600,21.560266666666667,995.82427015362896,966.60684680457257,0.94615384615384612,0,0,50.720070588235288,34.249466251381136,38.96715676905103,41.279084459982442,37.593051752295807,32.30618830056099,37.593051752295807,41.279084459982442,38.967156769051023,0,3.6672581957781349,798.1666666666664,null,null,null,16.40111111111111,11,39600,21.560266666666667,995.82427015362896,890.30261844374832,0.94615384615384612,0,0,50.720070588235288,34.249466251381136,38.96715676905103,41.279084459982442,37.593051752295807,32.30618830056099,37.593051752295807,41.279084459982442,38.967156769051023,1,3.6672581957781349,798.1666666666664,null,null,null,16.40111111111111,11,39600,21.560266666666667,995.82427015362896,890.30261844374832,0.94615384615384612,0,0,50.720070588235288,34.249466251381136,38.96715676905103,41.279084459982442,37.593051752295807,32.30618830056099,37.593051752295807,41.279084459982442,38.967156769051023,0,3.6672581957781349,798.1666666666664,null,null,null,16.40111111111111,11,39600,21.560266666666667,995.82427015362896,0,0.94615384615384612,0,0,50.720070588235288,34.249466251381136,38.96715676905103,41.279084459982442,37.593051752295807,32.30618830056099,37.593051752295807,41.279084459982442,38.967156769051023,1,3.6672581957781349,798.1666666666664,null,null,null,16.40111111111111,11,39600,21.560266666666667,995.82427015362896,0,0.94615384615384612,0,0,50.720070588235288,34.249466251381136,38.96715676905103,41.279084459982442,37.593051752295807,32.30618830056099,37.593051752295807,41.279084459982442,38.967156769051023,0,3.6672581957781349,798.1666666666664,null,null,null,16.40111111111111,11,39600,21.560266666666667,995.82427015362896,966.60684680457257,0.94615384615384612,0,0,50.720070588235288,34.249466251381136,38.96715676905103,41.279084459982442,37.593051752295807,32.30618830056099,37.593051752295807,41.279084459982442,38.967156769051023,1,3.6672581957781349,798.1666666666664,null,null,null,16.40111111111111,11,39600,21.560266666666667,995.82427015362896,966.60684680457257,0.94615384615384612,0,0,50.720070588235288,34.249466251381136,38.96715676905103,41.279084459982442,37.593051752295807,32.30618830056099,37.593051752295807,41.279084459982442,38.967156769051023,0,3.6672581957781349,798.1666666666664]
[null,"Infil RAH",12,43200,23.122433333333333,1072.7869324875014,837.17308747057348,0.94615384615384612,0,0,39.749080392156856,35.016736305933726,39.438893903306898,41.605994217483371,38.150867714078629,33.195192200435365,38.150867714078629,41.605994217483371,39.438893903306891,1,3.669976064334763,748.16666666666652,null,null,null,"Infil RAH",12,43200,23.122433333333333,1072.7869324875014,837.17308747057348,0.94615384615384612,0,0,39.749080392156856,35.016736305933726,39.438893903306898,41.605994217483371,38.150867714078629,33.195192200435365,38.150867714078629,41.605994217483371,39.438893903306891,0,3.669976064334763,748.16666666666652,null,null,null,"Infil RAH",12,43200,23.122433333333333,1072.7869324875014,837.17308747057348,0.94615384615384612,0,0,50.22341372549019,35.016736305933726,39.438893903306898,41.605994217483371,38.150867714078629,33.195192200435365,38.150867714078629,41.605994217483371,39.438893903306891,1,3.6672581957781349,748.16666666666652,null,null,null,"Infil RAH",12,43200,23.122433333333333,1072.7869324875014,837.17308747057348,0.94615384615384612,0,0,50.22341372549019,35.016736305933726,39.438893903306898,41.605994217483371,38.150867714078629,33.195192200435365,38.150867714078629,41.605994217483371,39.438893903306891,0,3.6672581957781349,748.16666666666652,null,null,null,"Infil RAH",12,43200,23.122433333333333,1072.7869324875014,0,0.94615384615384612,0,0,50.22341372549019,35.016736305933726,39.438893903306898,41.605994217483371,38.150867714078629,33.195192200435365,38.150867714078629,41.605994217483371,39.438893903306891,1,3.6672581957781349,748.16666666666652,null,null,null,"Infil RAH",12,43200,23.122433333333333,1072.7869324875014,0,0.94615384615384612,0,0,50.22341372549019,35.016736305933726,39.438893903306898,41.605994217483371,38.150867714078629,33.195192200435365,38.150867714078629,41.605994217483371,39.438893903306891,0,3.6672581957781349,748.16666666666652,null,null,null,"Infil RAH",12,43200,23.122433333333333,1072.7869324875014,0,0.94615384615384612,0,0,50.22341372549019,35.016736305933726,39.438893903306898,41.605994217483371,38.150867714078629,33.195192200435365,38.150867714078629,41.605994217483371,39.438893903306891,1,3.6672581957781349,748.16666666666652,null,null,null,"Infil RAH",12,43200,23.122433333333333,1072.7869324875014,0,0.94615384615384612,0,0,50.22341372549019,35.016736305933726,39.438893903306898,41.605994217483371,38.150867714078629,33.195192200435365,38.150867714078629,41.605994217483371,39.438893903306891,0,3.6672581957781349,748.16666666666652,null,null,null,"Infil RAH",12,43200,23.122433333333333,1072.7869324875014,837.17308747057336,0.94615384615384612,0,0,50.22341372549019,35.016736305933726,39.438893903306898,41.605994217483371,38.150867714078629,33.195192200435365,38.150867714078629,41.605994217483371,39.438893903306891,1,3.6672581957781349,748.16666666666652,null,null,null,"Infil RAH",12,43200,23.122433333333333,1072.7869324875014,837.17308747057336,0.94615384615384612,0,0,50.22341372549019,35.016736305933726,39.438893903306898,41.605994217483371,38.150867714078629,33.195192200435365,38.150867714078629,41.605994217483371,39.438893903306891,0,3.6672581957781349,748.16666666666652]
[null,0.13223547412677508,13,46800,23.901799999999994,960.83501708191284,829.04962977178729,0.94615384615384612,0,0,39.584819607843137,35.244091436410052,39.461017839132737,41.527543586118277,38.232768613464842,33.50708472349627,38.232768613464842,41.527543586118277,39.46101783913273,1,3.669976064334763,713.44444444444457,null,null,null,0.13223547412677508,13,46800,23.901799999999994,960.83501708191284,829.04962977178729,0.94615384615384612,0,0,39.584819607843137,35.244091436410052,39.461017839132737,41.527543586118277,38.232768613464842,33.50708472349627,38.232768613464842,41.527543586118277,39.46101783913273,0,3.669976064334763,713.44444444444457,null,null,null,0.13495334268340339,13,46800,23.901799999999994,960.83501708191284,829.04962977178729,0.94615384615384612,0,0,49.573041830065364,35.244091436410052,39.461017839132737,41.527543586118277,38.232768613464842,33.50708472349627,38.232768613464842,41.527543586118277,39.46101783913273,1,3.6672581957781349,713.44444444444457,null,null,null,0.13495334268340339,13,46800,23.901799999999994,960.83501708191284,829.04962977178729,0.94615384615384612,0,0,49.573041830065364,35.244091436410052,39.461017839132737,41.527543586118277,38.232768613464842,33.50708472349627,38.232768613464842,41.527543586118277,39.46101783913273,0,3.6672581957781349,713.44444444444457,null,null,null,0.13495334268340339,13,46800,23.901799999999994,960.83501708191284,0,0.94615384615384612,0,0,49.573041830065364,35.244091436410052,39.461017839132737,41.527543586118277,38.232768613464842,33.50708472349627,38.232768613464842,41.527543586118277,39.46101783913273,1,3.6672581957781349,713.44444444444457,null,null,null,0.13495334268340339,13,46800,23.901799999999994,960.83501708191284,0,0.94615384615384612,0,0,49.573041830065364,35.244091436410052,39.461017839132737,41.527543586118277,38.232768613464842,33.50708472349627,38.232768613464842,41.527543586118277,39.46101783913273,0,3.6672581957781349,713.44444444444457,null,null,null,0.13495334268340339,13,46800,23.901799999999994,960.83501708191284,763.60420852147297,0.94615384615384612,0,0,49.573041830065364,35.244091436410052,39.461017839132737,41.527543586118277,38.232768613464842,33.50708472349627,38.232768613464842,41.527543586118277,39.46101783913273,1,3.6672581957781349,713.44444444444457,null,null,null,0.13495334268340339,13,46800,23.901799999999994,960.83501708191284,763.60420852147297,0.94615384615384612,0,0,49.573041830065364,35.244091436410052,39.461017839132737,41.527543586118277,38.232768613464842,33.50708472349627,38.232768613464842,41.527543586118277,39.46101783913273,0,3.6672581957781349,713.44444444444457,null,null,null,0.13495334268340339,13,46800,23.901799999999994,960.83501708191284,829.04962977178718,0.94615384615384612,0,0,49.573041830065364,35.244091436410052,39.461017839132737,41.527543586118277,38.232768613464842,33.50708472349627,38.232768613464842,41.527543586118277,39.46101783913273,1,3.6672581957781349,713.44444444444457,null,null,null,0.13495334268340339,13,46800,23.901799999999994,960.83501708191284,829.04962977178718,0.94615384615384612,0,0,49.573041830065364,35.244091436410052,39.461017839132737,41.527543586118277,38.232768613464842,33.50708472349627,38.232768613464842,41.527543586118277,39.46101783913273,0,3.6672581957781349,713.44444444444457]
[null,"Cat Mes",14,50400,24.107800000000001,912.87029736227032,658.03392134212424,0.94615384615384612,0,0,36.895518954248374,33.756372840301793,37.343595209518178,39.101531364477353,36.298757648577158,32.278749391142178,36.298757648577158,39.101531364477353,37.343595209518178,1,3.669976064334763,606.9074074074075,null,null,null,"Cat Mes",14,50400,24.107800000000001,912.87029736227032,658.03392134212424,0.94615384615384612,0,0,36.895518954248374,33.756372840301793,37.343595209518178,39.101531364477353,36.298757648577158,32.278749391142178,36.298757648577158,39.101531364477353,37.343595209518178,0,3.669976064334763,606.9074074074075,null,null,null,"Cat Mes",14,50400,24.107800000000001,912.87029736227032,658.03392134212424,0.94615384615384612,0,0,45.392222657952075,33.756372840301793,37.343595209518178,39.101531364477353,36.298757648577158,32.278749391142178,36.298757648577158,39.101531364477353,37.343595209518178,1,3.6672581957781349,606.9074074074075,null,null,null,"Cat Mes",14,50400,24.107800000000001,912.87029736227032,658.03392134212424,0.94615384615384612,0,0,45.392222657952075,33.756372840301793,37.343595209518178,39.101531364477353,36.298757648577158,32.278749391142178,36.298757648577158,39.101531364477353,37.343595209518178,0,3.6672581957781349,606.9074074074075,null,null,null,"Cat Mes",14,50400,24.107800000000001,912.87029736227032,0,0.94615384615384612,0,0,45.392222657952075,33.756372840301793,37.343595209518178,39.101531364477353,36.298757648577158,32.278749391142178,36.298757648577158,39.101531364477353,37.343595209518178,1,3.6672581957781349,606.9074074074075,null,null,null,"Cat Mes",14,50400,24.107800000000001,912.87029736227032,0,0.94615384615384612,0,0,45.392222657952075,33.756372840301793,37.343595209518178,39.101531364477353,36.298757648577158,32.278749391142178,36.298757648577158,39.101531364477353,37.343595209518178,0,3.6672581957781349,606.9074074074075,null,null,null,"Cat Mes",14,50400,24.107800000000001,912.87029736227032,606.0885303393128,0.94615384615384612,0,0,45.392222657952075,33.756372840301793,37.343595209518178,39.101531364477353,36.298757648577158,32.278749391142178,36.298757648577158,39.101531364477353,37.343595209518178,1,3.6672581957781349,606.9074074074075,null,null,null,"Cat Mes",14,50400,24.107800000000001,912.87029736227032,606.0885303393128,0.94615384615384612,0,0,45.392222657952075,33.756372840301793,37.343595209518178,39.101531364477353,36.298757648577158,32.278749391142178,36.298757648577158,39.101531364477353,37.343595209518178,0,3.6672581957781349,606.9074074074075,null,null,null,"Cat Mes",14,50400,24.107800000000001,912.87029736227032,658.03392134212413,0.94615384615384612,0,0,45.392222657952075,33.756372840301793,37.343595209518178,39.101531364477353,36.298757648577158,32.278749391142178,36.298757648577158,39.101531364477353,37.343595209518178,1,3.6672581957781349,606.9074074074075,null,null,null,"Cat Mes",14,50400,24.107800000000001,912.87029736227032,658.03392134212413,0.94615384615384612,0,0,45.392222657952075,33.756372840301793,37.343595209518178,39.101531364477353,36.298757648577158,32.278749391142178,36.298757648577158,39.101531364477353,37.343595209518178,0,3.6672581957781349,606.9074074074075]
[null,"v",15,54000,23.520699999999994,679.17495346057308,566.00191516295456,0.94615384615384612,0,0,33.22237973856209,31.363974312344915,34.280008582576315,35.709025672994258,33.430665603263172,30.162821951893893,33.430665603263172,35.709025672994258,34.280008582576315,1,3.669976064334763,493.35185185185196,null,null,null,"v",15,54000,23.520699999999994,679.17495346057308,566.00191516295456,0.94615384615384612,0,0,33.22237973856209,31.363974312344915,34.280008582576315,35.709025672994258,33.430665603263172,30.162821951893893,33.430665603263172,35.709025672994258,34.280008582576315,0,3.669976064334763,493.35185185185196,null,null,null,"v",15,54000,23.520699999999994,679.17495346057308,566.00191516295456,0.94615384615384612,0,0,40.129305664488015,31.363974312344915,34.280008582576315,35.709025672994258,33.430665603263172,30.162821951893893,33.430665603263172,35.709025672994258,34.280008582576315,1,3.6672581957781349,493.35185185185196,null,null,null,"v",15,54000,23.520699999999994,679.17495346057308,566.00191516295456,0.94615384615384612,0,0,40.129305664488015,31.363974312344915,34.280008582576315,35.709025672994258,33.430665603263172,30.162821951893893,33.430665603263172,35.709025672994258,34.280008582576315,0,3.6672581957781349,493.35185185185196,null,null,null,"v",15,54000,23.520699999999994,679.17495346057308,0,0.94615384615384612,0,0,40.129305664488015,31.363974312344915,34.280008582576315,35.709025672994258,33.430665603263172,30.162821951893893,33.430665603263172,35.709025672994258,34.280008582576315,1,3.6672581957781349,493.35185185185196,null,null,null,"v",15,54000,23.520699999999994,679.17495346057308,0,0.94615384615384612,0,0,40.129305664488015,31.363974312344915,34.280008582576315,35.709025672994258,33.430665603263172,30.162821951893893,33.430665603263172,35.709025672994258,34.280008582576315,0,3.6672581957781349,493.35185185185196,null,null,null,"v",15,54000,23.520699999999994,679.17495346057308,521.32155775597903,0.94615384615384612,0,0,40.129305664488015,31.363974312344915,34.280008582576315,35.709025672994258,33.430665603263172,30.162821951893893,33.430665603263172,35.709025672994258,34.280008582576315,1,3.6672581957781349,493.35185185185196,null,null,null,"v",15,54000,23.520699999999994,679.17495346057308,521.32155775597903,0.94615384615384612,0,0,40.129305664488015,31.363974312344915,34.280008582576315,35.709025672994258,33.430665603263172,30.162821951893893,33.430665603263172,35.709025672994258,34.280008582576315,0,3.6672581957781349,493.35185185185196,null,null,null,"v",15,54000,23.520699999999994,679.17495346057308,566.00191516295445,0.94615384615384612,0,0,40.129305664488015,31.363974312344915,34.280008582576315,35.709025672994258,33.430665603263172,30.162821951893893,33.430665603263172,35.709025672994258,34.280008582576315,1,3.6672581957781349,493.35185185185196,null,null,null,"v",15,54000,23.520699999999994,679.17495346057308,566.00191516295445,0.94615384615384612,0,0,40.129305664488015,31.363974312344915,34.280008582576315,35.709025672994258,33.430665603263172,30.162821951893893,33.430665603263172,35.709025672994258,34.280008582576315,0,3.6672581957781349,493.35185185185196]
[null,null,16,57600,22.325900000000001,573.55670911004029,0,1.1353846153846152,0,0,27.326050326797386,27.418832034430196,29.312322400434962,30.240236767280802,28.760812164365063,26.638878778792559,28.760812164365063,30.240236767280802,29.312322400434958,1,3.669976064334763,320.3518518518519,null,null,null,null,16,57600,22.325900000000001,573.55670911004029,0,1.1353846153846152,0,0,27.326050326797386,27.418832034430196,29.312322400434962,30.240236767280802,28.760812164365063,26.638878778792559,28.760812164365063,30.240236767280802,29.312322400434958,0,3.669976064334763,320.3518518518519,null,null,null,null,16,57600,22.325900000000001,573.55670911004029,0,1.1353846153846152,0,0,31.810976252723311,27.418832034430196,29.312322400434962,30.240236767280802,28.760812164365063,26.638878778792559,28.760812164365063,30.240236767280802,29.312322400434958,1,3.6672581957781349,320.3518518518519,null,null,null,null,16,57600,22.325900000000001,573.55670911004029,0,1.1353846153846152,0,0,31.810976252723311,27.418832034430196,29.312322400434962,30.240236767280802,28.760812164365063,26.638878778792559,28.760812164365063,30.240236767280802,29.312322400434958,0,3.6672581957781349,320.3518518518519,null,null,null,null,16,57600,22.325900000000001,573.55670911004029,0,1.1353846153846152,0,0,31.810976252723311,27.418832034430196,29.312322400434962,30.240236767280802,28.760812164365063,26.638878778792559,28.760812164365063,30.240236767280802,29.312322400434958,1,3.6672581957781349,320.3518518518519,null,null,null,null,16,57600,22.325900000000001,573.55670911004029,0,1.1353846153846152,0,0,31.810976252723311,27.418832034430196,29.312322400434962,30.240236767280802,28.760812164365063,26.638878778792559,28.760812164365063,30.240236767280802,29.312322400434958,0,3.6672581957781349,320.3518518518519,null,null,null,null,16,57600,22.325900000000001,573.55670911004029,278.16598487487875,1.1353846153846152,0,0,31.810976252723311,27.418832034430196,29.312322400434962,30.240236767280802,28.760812164365063,26.638878778792559,28.760812164365063,30.240236767280802,29.312322400434958,1,3.6672581957781349,320.3518518518519,null,null,null,null,16,57600,22.325900000000001,573.55670911004029,278.16598487487875,1.1353846153846152,0,0,31.810976252723311,27.418832034430196,29.312322400434962,30.240236767280802,28.760812164365063,26.638878778792559,28.760812164365063,30.240236767280802,29.312322400434958,0,3.6672581957781349,320.3518518518519,null,null,null,null,16,57600,22.325900000000001,573.55670911004029,0,1.1353846153846152,0,0,31.810976252723311,27.418832034430196,29.312322400434962,30.240236767280802,28.760812164365063,26.638878778792559,28.760812164365063,30.240236767280802,29.312322400434958,1,3.6672581957781349,320.3518518518519,null,null,null,null,16,57600,22.325900000000001,573.55670911004029,0,1.1353846153846152,0,0,31.810976252723311,27.418832034430196,29.312322400434962,30.240236767280802,28.760812164365063,26.638878778792559,28.760812164365063,30.240236767280802,29.312322400434958,0,3.6672581957781349,320.3518518518519]
[null,null,17,61200,20.780899999999999,375.74075583374287,0,1.8923076923076922,0,0,21.859586274509802,23.579819293099476,24.620423542455352,25.13037682794026,24.317330426418788,23.151180897738644,24.317330426418788,25.13037682794026,24.620423542455352,1,3.669976064334763,176.05555555555557,null,null,null,null,17,61200,20.780899999999999,375.74075583374287,0,1.8923076923076922,0,0,21.859586274509802,23.579819293099476,24.620423542455352,25.13037682794026,24.317330426418788,23.151180897738644,24.317330426418788,25.13037682794026,24.620423542455352,0,3.669976064334763,176.05555555555557,null,null,null,null,17,61200,20.780899999999999,375.74075583374287,0,1.8923076923076922,0,0,24.324364052287581,23.579819293099476,24.620423542455352,25.13037682794026,24.317330426418788,23.151180897738644,24.317330426418788,25.13037682794026,24.620423542455352,1,3.6672581957781349,176.05555555555557,null,null,null,null,17,61200,20.780899999999999,375.74075583374287,0,1.8923076923076922,0,0,24.324364052287581,23.579819293099476,24.620423542455352,25.13037682794026,24.317330426418788,23.151180897738644,24.317330426418788,25.13037682794026,24.620423542455352,0,3.6672581957781349,176.05555555555557,null,null,null,null,17,61200,20.780899999999999,375.74075583374287,0,1.8923076923076922,0,0,24.324364052287581,23.579819293099476,24.620423542455352,25.13037682794026,24.317330426418788,23.151180897738644,24.317330426418788,25.13037682794026,24.620423542455352,1,3.6672581957781349,176.05555555555557,null,null,null,null,17,61200,20.780899999999999,375.74075583374287,0,1.8923076923076922,0,0,24.324364052287581,23.579819293099476,24.620423542455352,25.13037682794026,24.317330426418788,23.151180897738644,24.317330426418788,25.13037682794026,24.620423542455352,0,3.6672581957781349,176.05555555555557,null,null,null,null,17,61200,20.780899999999999,375.74075583374287,125.31108727425888,1.8923076923076922,0,0,24.324364052287581,23.579819293099476,24.620423542455352,25.13037682794026,24.317330426418788,23.151180897738644,24.317330426418788,25.13037682794026,24.620423542455352,1,3.6672581957781349,176.05555555555557,null,null,null,null,17,61200,20.780899999999999,375.74075583374287,125.31108727425888,1.8923076923076922,0,0,24.324364052287581,23.579819293099476,24.620423542455352,25.13037682794026,24.317330426418788,23.151180897738644,24.317330426418788,25.13037682794026,24.620423542455352,0,3.6672581957781349,176.05555555555557,null,null,null,null,17,61200,20.780899999999999,375.74075583374287,0,1.8923076923076922,0,0,24.324364052287581,23.579819293099476,24.620423542455352,25.13037682794026,24.317330426418788,23.151180897738644,24.317330426418788,25.13037682794026,24.620423542455352,1,3.6672581957781349,176.05555555555557,null,null,null,null,17,61200,20.780899999999999,375.74075583374287,0,1.8923076923076922,0,0,24.324364052287581,23.579819293099476,24.620423542455352,25.13037682794026,24.317330426418788,23.151180897738644,24.317330426418788,25.13037682794026,24.620423542455352,0,3.6672581957781349,176.05555555555557]
[null,null,18,64800,19.136333333333329,99.832350251589446,0,1.8923076923076922,0,0,16.286761437908492,19.637265402041518,19.823505870147024,19.914773937387221,19.769260268281428,19.560550536184103,19.769260268281428,19.914773937387221,19.823505870147024,1,0.66997606433476342,31.509259259259256,null,null,null,null,18,64800,19.136333333333329,99.832350251589446,0,1.8923076923076922,0,0,16.286761437908492,19.637265402041518,19.823505870147024,19.914773937387221,19.769260268281428,19.560550536184103,19.769260268281428,19.914773937387221,19.823505870147024,0,0.66997606433476342,31.509259259259256,null,null,null,null,18,64800,19.136333333333329,99.832350251589446,0,1.8923076923076922,0,0,16.72789106753812,19.637265402041518,19.823505870147024,19.914773937387221,19.769260268281428,19.560550536184103,19.769260268281428,19.914773937387221,19.823505870147024,1,0.66725819577813505,31.509259259259256,null,null,null,null,18,64800,19.136333333333329,99.832350251589446,0,1.8923076923076922,0,0,16.72789106753812,19.637265402041518,19.823505870147024,19.914773937387221,19.769260268281428,19.560550536184103,19.769260268281428,19.914773937387221,19.823505870147024,0,0.66725819577813505,31.509259259259256,null,null,null,null,18,64800,19.136333333333329,99.832350251589446,0,1.8923076923076922,0,0,16.72789106753812,19.637265402041518,19.823505870147024,19.914773937387221,19.769260268281428,19.560550536184103,19.769260268281428,19.914773937387221,19.823505870147024,1,0.66725819577813505,31.509259259259256,null,null,null,null,18,64800,19.136333333333329,99.832350251589446,0,1.8923076923076922,0,0,16.72789106753812,19.637265402041518,19.823505870147024,19.914773937387221,19.769260268281428,19.560550536184103,19.769260268281428,19.914773937387221,19.823505870147024,0,0.66725819577813505,31.509259259259256,null,null,null,null,18,64800,19.136333333333329,99.832350251589446,7.5913048267898962,1.8923076923076922,0,0,16.72789106753812,19.637265402041518,19.823505870147024,19.914773937387221,19.769260268281428,19.560550536184103,19.769260268281428,19.914773937387221,19.823505870147024,1,0.66725819577813505,31.509259259259256,null,null,null,null,18,64800,19.136333333333329,99.832350251589446,7.5913048267898962,1.8923076923076922,0,0,16.72789106753812,19.637265402041518,19.823505870147024,19.914773937387221,19.769260268281428,19.560550536184103,19.769260268281428,19.914773937387221,19.823505870147024,0,0.66725819577813505,31.509259259259256,null,null,null,null,18,64800,19.136333333333329,99.832350251589446,0,1.8923076923076922,0,0,16.72789106753812,19.637265402041518,19.823505870147024,19.914773937387221,19.769260268281428,19.560550536184103,19.769260268281428,19.914773937387221,19.823505870147024,1,0.66725819577813505,31.509259259259256,null,null,null,null,18,64800,19.136333333333329,99.832350251589446,0,1.8923076923076922,0,0,16.72789106753812,19.637265402041518,19.823505870147024,19.914773937387221,19.769260268281428,19.560550536184103,19.769260268281428,19.914773937387221,19.823505870147024,0,0.66725819577813505,31.509259259259256]
[null,null,19,68400,17.714933333333331,0,0,2.8384615384615381,1.5,0,14.009050980392153,17.714933333333331,17.714933333333331,17.714933333333331,17.714933333333331,17.714933333333331,17.714933333333331,17.714933333333331,17.714933333333331,1,0.66997606433476342,0,null,null,null,null,19,68400,17.714933333333331,0,0,2.8384615384615381,1.5,0,14.009050980392153,17.714933333333331,17.714933333333331,17.714933333333331,17.714933333333331,17.714933333333331,17.714933333333331,17.714933333333331,17.714933333333331,0,0.66997606433476342,0,null,null,null,null,19,68400,17.714933333333331,0,0,2.8384615384615381,1.5,0,14.009050980392153,17.714933333333331,17.714933333333331,17.714933333333331,17.714933333333331,17.714933333333331,17.714933333333331,17.714933333333331,17.714933333333331,1,0.66725819577813505,0,null,null,null,null,19,68400,17.714933333333331,0,0,2.8384615384615381,1.5,0,14.009050980392153,17.714933333333331,17.714933333333331,17.714933333333331,17.714933333333331,17.714933333333331,17.714933333333331,17.714933333333331,17.714933333333331,0,0.66725819577813505,0,null,null,null,null,19,68400,17.714933333333331,0,0,2.8384615384615381,1.5,0,14.009050980392153,17.714933333333331,17.714933333333331,17.714933333333331,17.714933333333331,17.714933333333331,17.714933333333331,17.714933333333331,17.714933333333331,1,0.66725819577813505,0,null,null,null,null,19,68400,17.714933333333331,0,0,2.8384615384615381,1.5,0,14.009050980392153,17.714933333333331,17.714933333333331,17.714933333333331,17.714933333333331,17.714933333333331,17.714933333333331,17.714933333333331,17.714933333333331,0,0.66725819577813505,0,null,null,null,null,19,68400,17.714933333333331,0,0,2.8384615384615381,1.5,0,14.009050980392153,17.714933333333331,17.714933333333331,17.714933333333331,17.714933333333331,17.714933333333331,17.714933333333331,17.714933333333331,17.714933333333331,1,0.66725819577813505,0,null,null,null,null,19,68400,17.714933333333331,0,0,2.8384615384615381,1.5,0,14.009050980392153,17.714933333333331,17.714933333333331,17.714933333333331,17.714933333333331,17.714933333333331,17.714933333333331,17.714933333333331,17.714933333333331,0,0.66725819577813505,0,null,null,null,null,19,68400,17.714933333333331,0,0,2.8384615384615381,1.5,0,14.009050980392153,17.714933333333331,17.714933333333331,17.714933333333331,17.714933333333331,17.714933333333331,17.714933333333331,17.714933333333331,17.714933333333331,1,0.66725819577813505,0,null,null,null,null,19,68400,17.714933333333331,0,0,2.8384615384615381,1.5,0,14.009050980392153,17.714933333333331,17.714933333333331,17.714933333333331,17.714933333333331,17.714933333333331,17.714933333333331,17.714933333333331,17.714933333333331,0,0.66725819577813505,0]
[null,null,20,72000,16.139033333333334,0,0,3.4061538461538463,1.5,0,12.433150980392156,16.139033333333334,16.139033333333334,16.139033333333334,16.139033333333334,16.139033333333334,16.139033333333334,16.139033333333334,16.139033333333334,1,0.66997606433476342,0,null,null,null,null,20,72000,16.139033333333334,0,0,3.4061538461538463,1.5,0,12.433150980392156,16.139033333333334,16.139033333333334,16.139033333333334,16.139033333333334,16.139033333333334,16.139033333333334,16.139033333333334,16.139033333333334,0,0.66997606433476342,0,null,null,null,null,20,72000,16.139033333333334,0,0,3.4061538461538463,1.5,0,12.433150980392156,16.139033333333334,16.139033333333334,16.139033333333334,16.139033333333334,16.139033333333334,16.139033333333334,16.139033333333334,16.139033333333334,1,0.66725819577813505,0,null,null,null,null,20,72000,16.139033333333334,0,0,3.4061538461538463,1.5,0,12.433150980392156,16.139033333333334,16.139033333333334,16.139033333333334,16.139033333333334,16.139033333333334,16.139033333333334,16.139033333333334,16.139033333333334,0,0.66725819577813505,0,null,null,null,null,20,72000,16.139033333333334,0,0,3.4061538461538463,1.5,0,12.433150980392156,16.139033333333334,16.139033333333334,16.139033333333334,16.139033333333334,16.139033333333334,16.139033333333334,16.139033333333334,16.139033333333334,1,0.66725819577813505,0,null,null,null,null,20,72000,16.139033333333334,0,0,3.4061538461538463,1.5,0,12.433150980392156,16.139033333333334,16.139033333333334,16.139033333333334,16.139033333333334,16.139033333333334,16.139033333333334,16.139033333333334,16.139033333333334,0,0.66725819577813505,0,null,null,null,null,20,72000,16.139033333333334,0,0,3.4061538461538463,1.5,0,12.433150980392156,16.139033333333334,16.139033333333334,16.139033333333334,16.139033333333334,16.139033333333334,16.139033333333334,16.139033333333334,16.139033333333334,1,0.66725819577813505,0,null,null,null,null,20,72000,16.139033333333334,0,0,3.4061538461538463,1.5,0,12.433150980392156,16.139033333333334,16.139033333333334,16.139033333333334,16.139033333333334,16.139033333333334,16.139033333333334,16.139033333333334,16.139033333333334,0,0.66725819577813505,0,null,null,null,null,20,72000,16.139033333333334,0,0,3.4061538461538463,1.5,0,12.433150980392156,16.139033333333334,16.139033333333334,16.139033333333334,16.139033333333334,16.139033333333334,16.139033333333334,16.139033333333334,16.139033333333334,1,0.66725819577813505,0,null,null,null,null,20,72000,16.139033333333334,0,0,3.4061538461538463,1.5,0,12.433150980392156,16.139033333333334,16.139033333333334,16.139033333333334,16.139033333333334,16.139033333333334,16.139033333333334,16.139033333333334,16.139033333333334,0,0.66725819577813505,0]
[null,null,21,75600,15.036933333333332,0,0,3.7846153846153845,1.5,0,11.331050980392156,15.036933333333332,15.036933333333332,15.036933333333332,15.036933333333332,15.036933333333332,15.036933333333332,15.036933333333332,15.036933333333332,1,0.66997606433476342,0,null,null,null,null,21,75600,15.036933333333332,0,0,3.7846153846153845,1.5,0,11.331050980392156,15.036933333333332,15.036933333333332,15.036933333333332,15.036933333333332,15.036933333333332,15.036933333333332,15.036933333333332,15.036933333333332,0,0.66997606433476342,0,null,null,null,null,21,75600,15.036933333333332,0,0,3.7846153846153845,1.5,0,11.331050980392156,15.036933333333332,15.036933333333332,15.036933333333332,15.036933333333332,15.036933333333332,15.036933333333332,15.036933333333332,15.036933333333332,1,0.66725819577813505,0,null,null,null,null,21,75600,15.036933333333332,0,0,3.7846153846153845,1.5,0,11.331050980392156,15.036933333333332,15.036933333333332,15.036933333333332,15.036933333333332,15.036933333333332,15.036933333333332,15.036933333333332,15.036933333333332,0,0.66725819577813505,0,null,null,null,null,21,75600,15.036933333333332,0,0,3.7846153846153845,1.5,0,11.331050980392156,15.036933333333332,15.036933333333332,15.036933333333332,15.036933333333332,15.036933333333332,15.036933333333332,15.036933333333332,15.036933333333332,1,0.66725819577813505,0,null,null,null,null,21,75600,15.036933333333332,0,0,3.7846153846153845,1.5,0,11.331050980392156,15.036933333333332,15.036933333333332,15.036933333333332,15.036933333333332,15.036933333333332,15.036933333333332,15.036933333333332,15.036933333333332,0,0.66725819577813505,0,null,null,null,null,21,75600,15.036933333333332,0,0,3.7846153846153845,1.5,0,11.331050980392156,15.036933333333332,15.036933333333332,15.036933333333332,15.036933333333332,15.036933333333332,15.036933333333332,15.036933333333332,15.036933333333332,1,0.66725819577813505,0,null,null,null,null,21,75600,15.036933333333332,0,0,3.7846153846153845,1.5,0,11.331050980392156,15.036933333333332,15.036933333333332,15.036933333333332,15.036933333333332,15.036933333333332,15.036933333333332,15.036933333333332,15.036933333333332,0,0.66725819577813505,0,null,null,null,null,21,75600,15.036933333333332,0,0,3.7846153846153845,1.5,0,11.331050980392156,15.036933333333332,15.036933333333332,15.036933333333332,15.036933333333332,15.036933333333332,15.036933333333332,15.036933333333332,15.036933333333332,1,0.66725819577813505,0,null,null,null,null,21,75600,15.036933333333332,0,0,3.7846153846153845,1.5,0,11.331050980392156,15.036933333333332,15.036933333333332,15.036933333333332,15.036933333333332,15.036933333333332,15.036933333333332,15.036933333333332,15.036933333333332,0,0.66725819577813505,0]
[null,null,22,79200,13.790633333333334,0,0,3.1538461538461537,0,0,10.084750980392158,13.790633333333334,13.790633333333334,13.790633333333334,13.790633333333334,13.790633333333334,13.790633333333334,13.790633333333334,13.790633333333334,2,0.66997606433476342,0,null,null,null,null,22,79200,13.790633333333334,0,0,3.1538461538461537,0,0,10.084750980392158,13.790633333333334,13.790633333333334,13.790633333333334,13.790633333333334,13.790633333333334,13.790633333333334,13.790633333333334,13.790633333333334,0,0.66997606433476342,0,null,null,null,null,22,79200,13.790633333333334,0,0,3.1538461538461537,0,0,10.084750980392158,13.790633333333334,13.790633333333334,13.790633333333334,13.790633333333334,13.790633333333334,13.790633333333334,13.790633333333334,13.790633333333334,2,0.66725819577813505,0,null,null,null,null,22,79200,13.790633333333334,0,0,3.1538461538461537,0,0,10.084750980392158,13.790633333333334,13.790633333333334,13.790633333333334,13.790633333333334,13.790633333333334,13.790633333333334,13.790633333333334,13.790633333333334,0,0.66725819577813505,0,null,null,null,null,22,79200,13.790633333333334,0,0,3.1538461538461537,0,0,10.084750980392158,13.790633333333334,13.790633333333334,13.790633333333334,13.790633333333334,13.790633333333334,13.790633333333334,13.790633333333334,13.790633333333334,2,0.66725819577813505,0,null,null,null,null,22,79200,13.790633333333334,0,0,3.1538461538461537,0,0,10.084750980392158,13.790633333333334,13.790633333333334,13.790633333333334,13.790633333333334,13.790633333333334,13.790633333333334,13.790633333333334,13.790633333333334,0,0.66725819577813505,0,null,null,null,null,22,79200,13.790633333333334,0,0,3.1538461538461537,0,0,10.084750980392158,13.790633333333334,13.790633333333334,13.790633333333334,13.790633333333334,13.790633333333334,13.790633333333334,13.790633333333334,13.790633333333334,2,0.66725819577813505,0,null,null,null,null,22,79200,13.790633333333334,0,0,3.1538461538461537,0,0,10.084750980392158,13.790633333333334,13.790633333333334,13.790633333333334,13.790633333333334,13.790633333333334,13.790633333333334,13.790633333333334,13.790633333333334,0,0.66725819577813505,0,null,null,null,null,22,79200,13.790633333333334,0,0,3.1538461538461537,0,0,10.084750980392158,13.790633333333334,13.790633333333334,13.790633333333334,13.790633333333334,13.790633333333334,13.790633333333334,13.790633333333334,13.790633333333334,2,0.66725819577813505,0,null,null,null,null,22,79200,13.790633333333334,0,0,3.1538461538461537,0,0,10.084750980392158,13.790633333333334,13.790633333333334,13.790633333333334,13.790633333333334,13.790633333333334,13.790633333333334,13.790633333333334,13.790633333333334,0,0.66725819577813505,0]
[null,null,23,82800,13.206966666666663,0,0,3.1538461538461537,0,0,9.5010843137254852,13.206966666666663,13.206966666666663,13.206966666666663,13.206966666666663,13.206966666666663,13.206966666666663,13.206966666666663,13.206966666666663,2,0.66997606433476342,0,null,null,null,null,23,82800,13.206966666666663,0,0,3.1538461538461537,0,0,9.5010843137254852,13.206966666666663,13.206966666666663,13.206966666666663,13.206966666666663,13.206966666666663,13.206966666666663,13.206966666666663,13.206966666666663,0,0.66997606433476342,0,null,null,null,null,23,82800,13.206966666666663,0,0,3.1538461538461537,0,0,9.5010843137254852,13.206966666666663,13.206966666666663,13.206966666666663,13.206966666666663,13.206966666666663,13.206966666666663,13.206966666666663,13.206966666666663,2,0.66725819577813505,0,null,null,null,null,23,82800,13.206966666666663,0,0,3.1538461538461537,0,0,9.5010843137254852,13.206966666666663,13.206966666666663,13.206966666666663,13.206966666666663,13.206966666666663,13.206966666666663,13.206966666666663,13.206966666666663,0,0.66725819577813505,0,null,null,null,null,23,82800,13.206966666666663,0,0,3.1538461538461537,0,0,9.5010843137254852,13.206966666666663,13.206966666666663,13.206966666666663,13.206966666666663,13.206966666666663,13.206966666666663,13.206966666666663,13.206966666666663,2,0.66725819577813505,0,null,null,null,null,23,82800,13.206966666666663,0,0,3.1538461538461537,0,0,9.5010843137254852,13.206966666666663,13.206966666666663,13.206966666666663,13.206966666666663,13.206966666666663,13.206966666666663,13.206966666666663,13.206966666666663,0,0.66725819577813505,0,null,null,null,null,23,82800,13.206966666666663,0,0,3.1538461538461537,0,0,9.5010843137254852,13.206966666666663,13.206966666666663,13.206966666666663,13.206966666666663,13.206966666666663,13.206966666666663,13.206966666666663,13.206966666666663,2,0.66725819577813505,0,null,null,null,null,23,82800,13.206966666666663,0,0,3.1538461538461537,0,0,9.5010843137254852,13.206966666666663,13.206966666666663,13.206966666666663,13.206966666666663,13.206966666666663,13.206966666666663,13.206966666666663,13.206966666666663,0,0.66725819577813505,0,null,null,null,null,23,82800,13.206966666666663,0,0,3.1538461538461537,0,0,9.5010843137254852,13.206966666666663,13.206966666666663,13.206966666666663,13.206966666666663,13.206966666666663,13.206966666666663,13.206966666666663,13.206966666666663,2,0.66725819577813505,0,null,null,null,null,23,82800,13.206966666666663,0,0,3.1538461538461537,0,0,9.5010843137254852,13.206966666666663,13.206966666666663,13.206966666666663,13.206966666666663,13.206966666666663,13.206966666666663,13.206966666666663,13.206966666666663,0,0.66725819577813505,0]
[null,null,24,86400,12.328033333333334,0,0,3.1538461538461537,0,0,8.6221509803921563,12.328033333333334,12.328033333333334,12.328033333333334,12.328033333333334,12.328033333333334,12.328033333333334,12.328033333333334,12.328033333333334,2,0.66997606433476342,0,null,null,null,null,24,86400,12.328033333333334,0,0,3.1538461538461537,0,0,8.6221509803921563,12.328033333333334,12.328033333333334,12.328033333333334,12.328033333333334,12.328033333333334,12.328033333333334,12.328033333333334,12.328033333333334,0,0.66997606433476342,0,null,null,null,null,24,86400,12.328033333333334,0,0,3.1538461538461537,0,0,8.6221509803921563,12.328033333333334,12.328033333333334,12.328033333333334,12.328033333333334,12.328033333333334,12.328033333333334,12.328033333333334,12.328033333333334,2,0.66725819577813505,0,null,null,null,null,24,86400,12.328033333333334,0,0,3.1538461538461537,0,0,8.6221509803921563,12.328033333333334,12.328033333333334,12.328033333333334,12.328033333333334,12.328033333333334,12.328033333333334,12.328033333333334,12.328033333333334,0,0.66725819577813505,0,null,null,null,null,24,86400,12.328033333333334,0,0,3.1538461538461537,0,0,8.6221509803921563,12.328033333333334,12.328033333333334,12.328033333333334,12.328033333333334,12.328033333333334,12.328033333333334,12.328033333333334,12.328033333333334,2,0.66725819577813505,0,null,null,null,null,24,86400,12.328033333333334,0,0,3.1538461538461537,0,0,8.6221509803921563,12.328033333333334,12.328033333333334,12.328033333333334,12.328033333333334,12.328033333333334,12.328033333333334,12.328033333333334,12.328033333333334,0,0.66725819577813505,0,null,null,null,null,24,86400,12.328033333333334,0,0,3.1538461538461537,0,0,8.6221509803921563,12.328033333333334,12.328033333333334,12.328033333333334,12.328033333333334,12.328033333333334,12.328033333333334,12.328033333333334,12.328033333333334,2,0.66725819577813505,0,null,null,null,null,24,86400,12.328033333333334,0,0,3.1538461538461537,0,0,8.6221509803921563,12.328033333333334,12.328033333333334,12.328033333333334,12.328033333333334,12.328033333333334,12.328033333333334,12.328033333333334,12.328033333333334,0,0.66725819577813505,0,null,null,null,null,24,86400,12.328033333333334,0,0,3.1538461538461537,0,0,8.6221509803921563,12.328033333333334,12.328033333333334,12.328033333333334,12.328033333333334,12.328033333333334,12.328033333333334,12.328033333333334,12.328033333333334,2,0.66725819577813505,0,null,null,null,null,24,86400,12.328033333333334,0,0,3.1538461538461537,0,0,8.6221509803921563,12.328033333333334,12.328033333333334,12.328033333333334,12.328033333333334,12.328033333333334,12.328033333333334,12.328033333333334,12.328033333333334,0,0.66725819577813505,0]
[null,null,null,"Valor Variable",null,null,null,null,null,null,null,null,null,null,null,null,null,null,null,null,null,null,null,null,null,null,null,"Valor Variable",null,null,null,null,null,null,null,null,null,null,null,null,null,null,null,null,null,null,null,null,null,null,null,"Valor Variable",null,null,null,null,null,null,null,null,null,null,null,null,null,null,null,null,null,null,null,null,null,null,null,"Valor Variable",null,null,null,null,null,null,null,null,null,null,null,null,null,null,null,null,null,null,null,null,null,null,null,"Valor Variable",null,null,null,null,null,null,null,null,null,null,null,null,null,null,null,null,null,null,null,null,null,null,null,"Valor Variable",null,null,null,null,null,null,null,null,null,null,null,null,null,null,null,null,null,null,null,null,null,null,null,"Valor Variable",null,null,null,null,null,null,null,null,null,null,null,null,null,null,null,null,null,null,null,null,null,null,null,"Valor Variable",null,null,null,null,null,null,null,null,null,null,null,null,null,null,null,null,null,null,null,null,null,null,null,"Valor Variable",null,null,null,null,null,null,null,null,null,null,null,null,null,null,null,null,null,null,null,null,null,null,null,"Valor Variable"]
[]
[]
[]
[]
[null,null,null,null,null,"Rad Ventanas: Sol Incidente*FS*FAV*FAR [W]",null,null,null,null,null,null,null,null,null,null,null,null,null,null,null,null,null,null,null,null,null,null,null,"Rad Ventanas: Sol Incidente*FS*FAV*FAR [W]",null,null,null,null,null,null,null,null,null,null,null,null,null,null,null,null,null,null,null,null,null,null,null,"Rad Ventanas: Sol Incidente*FS*FAV*FAR [W]",null,null,null,null,null,null,null,null,null,null,null,null,null,null,null,null,null,null,null,null,null,null,null,"Rad Ventanas: Sol Incidente*FS*FAV*FAR [W]",null,null,null,null,null,null,null,null,null,null,null,null,null,null,null,null,null,null,null,null,null,null,null,"Rad Ventanas: Sol Incidente*FS*FAV*FAR [W]",null,null,null,null,null,null,null,null,null,null,null,null,null,null,null,null,null,null,null,null,null,null,null,"Rad Ventanas: Sol Incidente*FS*FAV*FAR [W]",null,null,null,null,null,null,null,null,null,null,null,null,null,null,null,null,null,null,null,null,null,null,null,"Rad Ventanas: Sol Incidente*FS*FAV*FAR [W]",null,null,null,null,null,null,null,null,null,null,null,null,null,null,null,null,null,null,null,null,null,null,null,"Rad Ventanas: Sol Incidente*FS*FAV*FAR [W]",null,null,null,null,null,null,null,null,null,null,null,null,null,null,null,null,null,null,null,null,null,null,null,"Rad Ventanas: Sol Incidente*FS*FAV*FAR [W]",null,null,null,null,null,null,null,null,null,null,null,null,null,null,null,null,null,null,null,null,null,null,null,"Rad Ventanas: Sol Incidente*FS*FAV*FAR [W]"]
[null,"Mes","Tiempo [hrs]","Tiempo [s]","T° exterior","Difuso","Directo","Qgen Pers [W/m2]","Qgen Ilum [W/m2]","Qgen Equip [W/m2]","TsolH","TsolN","TsolNE","TsolE","TsolSE","TsolS","TsolSO","TsolO","TsolNO","Clima [0, 1 o 2]","N [RAH]","G total [W/m2]",null,null,null,"Mes","Tiempo [hrs]","Tiempo [s]","T° exterior","Difuso","Directo","Qgen Pers [W/m2]","Qgen Ilum [W/m2]","Qgen Equip [W/m2]","TsolH","TsolN","TsolNE","TsolE","TsolSE","TsolS","TsolSO","TsolO","TsolNO","Clima [0, 1 o 2]","N [RAH]","G total [W/m2]",null,null,null,"Mes","Tiempo [hrs]","Tiempo [s]","T° exterior","Difuso","Directo","Qgen Pers [W/m2]","Qgen Ilum [W/m2]","Qgen Equip [W/m2]","TsolH","TsolN","TsolNE","TsolE","TsolSE","TsolS","TsolSO","TsolO","TsolNO","Clima [0, 1 o 2]","N [RAH]","G total [W/m2]",null,null,null,"Mes","Tiempo [hrs]","Tiempo [s]","T° exterior","Difuso","Directo","Qgen Pers [W/m2]","Qgen Ilum [W/m2]","Qgen Equip [W/m2]","TsolH","TsolN","TsolNE","TsolE","TsolSE","TsolS","TsolSO","TsolO","TsolNO","Clima [0, 1 o 2]","N [RAH]","G total [W/m2]",null,null,null,"Mes","Tiempo [hrs]","Tiempo [s]","T° exterior","Difuso","Directo","Qgen Pers [W/m2]","Qgen Ilum [W/m2]","Qgen Equip [W/m2]","TsolH","TsolN","TsolNE","TsolE","TsolSE","TsolS","TsolSO","TsolO","TsolNO","Clima [0, 1 o 2]","N [RAH]","G total [W/m2]",null,null,null,"Mes","Tiempo [hrs]","Tiempo [s]","T° exterior","Difuso","Directo","Qgen Pers [W/m2]","Qgen Ilum [W/m2]","Qgen Equip [W/m2]","TsolH","TsolN","TsolNE","TsolE","TsolSE","TsolS","TsolSO","TsolO","TsolNO","Clima [0, 1 o 2]","N [RAH]","G total [W/m2]",null,null,null,"Mes","Tiempo [hrs]","Tiempo [s]","T° exterior","Difuso","Directo","Qgen Pers [W/m2]","Qgen Ilum [W/m2]","Qgen Equip [W/m2]","TsolH","TsolN","TsolNE","TsolE","TsolSE","TsolS","TsolSO","TsolO","TsolNO","Clima [0, 1 o 2]","N [RAH]","G total [W/m2]",null,null,null,"Mes","Tiempo [hrs]","Tiempo [s]","T° exterior","Difuso","Directo","Qgen Pers [W/m2]","Qgen Ilum [W/m2]","Qgen Equip [W/m2]","TsolH","TsolN","TsolNE","TsolE","TsolSE","TsolS","TsolSO","TsolO","TsolNO","Clima [0, 1 o 2]","N [RAH]","G total [W/m2]",null,null,null,"Mes","Tiempo [hrs]","Tiempo [s]","T° exterior","Difuso","Directo","Qgen Pers [W/m2]","Qgen Ilum [W/m2]","Qgen Equip [W/m2]","TsolH","TsolN","TsolNE","TsolE","TsolSE","TsolS","TsolSO","TsolO","TsolNO","Clima [0, 1 o 2]","N [RAH]","G total [W/m2]",null,null,null,"Mes","Tiempo [hrs]","Tiempo [s]","T° exterior","Difuso","Directo","Qgen Pers [W/m2]","Qgen Ilum [W/m2]","Qgen Equip [W/m2]","TsolH","TsolN","TsolNE","TsolE","TsolSE","TsolS","TsolSO","TsolO","TsolNO","Clima [0, 1 o 2]","N [RAH]","G total [W/m2]"]
[null,"Diciembre",0,0,14.779939516774194,0,0,3.1538461538461537,0,0,11.074057163833018,14.779939516774194,14.779939516774194,14.779939516774194,14.779939516774194,14.779939516774194,14.779939516774194,14.779939516774194,14.779939516774194,2,0.66997606433476342,0,null,null,null,"Diciembre",0,0,14.779939516774194,0,0,3.1538461538461537,0,0,11.074057163833018,14.779939516774194,14.779939516774194,14.779939516774194,14.779939516774194,14.779939516774194,14.779939516774194,14.779939516774194,14.779939516774194,0,0.66997606433476342,0,null,null,null,"Diciembre",0,0,14.779939516774194,0,0,3.1538461538461537,0,0,11.074057163833018,14.779939516774194,14.779939516774194,14.779939516774194,14.779939516774194,14.779939516774194,14.779939516774194,14.779939516774194,14.779939516774194,2,0.66725819577813505,0,null,null,null,"Diciembre",0,0,14.779939516774194,0,0,3.1538461538461537,0,0,11.074057163833018,14.779939516774194,14.779939516774194,14.779939516774194,14.779939516774194,14.779939516774194,14.779939516774194,14.779939516774194,14.779939516774194,0,0.66725819577813505,0,null,null,null,"Diciembre",0,0,14.779939516774194,0,0,3.1538461538461537,0,0,11.074057163833018,14.779939516774194,14.779939516774194,14.779939516774194,14.779939516774194,14.779939516774194,14.779939516774194,14.779939516774194,14.779939516774194,2,0.66725819577813505,0,null,null,null,"Diciembre",0,0,14.779939516774194,0,0,3.1538461538461537,0,0,11.074057163833018,14.779939516774194,14.779939516774194,14.779939516774194,14.779939516774194,14.779939516774194,14.779939516774194,14.779939516774194,14.779939516774194,0,0.66725819577813505,0,null,null,null,"Diciembre",0,0,14.779939516774194,0,0,3.1538461538461537,0,0,11.074057163833018,14.779939516774194,14.779939516774194,14.779939516774194,14.779939516774194,14.779939516774194,14.779939516774194,14.779939516774194,14.779939516774194,2,0.66725819577813505,0,null,null,null,"Diciembre",0,0,14.779939516774194,0,0,3.1538461538461537,0,0,11.074057163833018,14.779939516774194,14.779939516774194,14.779939516774194,14.779939516774194,14.779939516774194,14.779939516774194,14.779939516774194,14.779939516774194,0,0.66725819577813505,0,null,null,null,"Diciembre",0,0,14.779939516774194,0,0,3.1538461538461537,0,0,11.074057163833018,14.779939516774194,14.779939516774194,14.779939516774194,14.779939516774194,14.779939516774194,14.779939516774194,14.779939516774194,14.779939516774194,2,0.66725819577813505,0,null,null,null,"Diciembre",0,0,14.779939516774194,0,0,3.1538461538461537,0,0,11.074057163833018,14.779939516774194,14.779939516774194,14.779939516774194,14.779939516774194,14.779939516774194,14.779939516774194,14.779939516774194,14.779939516774194,0,0.66725819577813505,0]
[null,12,1,3600,14.059778226451611,0,0,3.1538461538461537,0,0,10.353895873510435,14.059778226451611,14.059778226451611,14.059778226451611,14.059778226451611,14.059778226451611,14.059778226451611,14.059778226451611,14.059778226451611,2,0.66997606433476342,0,null,null,null,12,1,3600,14.059778226451611,0,0,3.1538461538461537,0,0,10.353895873510435,14.059778226451611,14.059778226451611,14.059778226451611,14.059778226451611,14.059778226451611,14.059778226451611,14.059778226451611,14.059778226451611,0,0.66997606433476342,0,null,null,null,12,1,3600,14.059778226451611,0,0,3.1538461538461537,0,0,10.353895873510435,14.059778226451611,14.059778226451611,14.059778226451611,14.059778226451611,14.059778226451611,14.059778226451611,14.059778226451611,14.059778226451611,2,0.66725819577813505,0,null,null,null,12,1,3600,14.059778226451611,0,0,3.1538461538461537,0,0,10.353895873510435,14.059778226451611,14.059778226451611,14.059778226451611,14.059778226451611,14.059778226451611,14.059778226451611,14.059778226451611,14.059778226451611,0,0.66725819577813505,0,null,null,null,12,1,3600,14.059778226451611,0,0,3.1538461538461537,0,0,10.353895873510435,14.059778226451611,14.059778226451611,14.059778226451611,14.059778226451611,14.059778226451611,14.059778226451611,14.059778226451611,14.059778226451611,2,0.66725819577813505,0,null,null,null,12,1,3600,14.059778226451611,0,0,3.1538461538461537,0,0,10.353895873510435,14.059778226451611,14.059778226451611,14.059778226451611,14.059778226451611,14.059778226451611,14.059778226451611,14.059778226451611,14.059778226451611,0,0.66725819577813505,0,null,null,null,12,1,3600,14.059778226451611,0,0,3.1538461538461537,0,0,10.353895873510435,14.059778226451611,14.059778226451611,14.059778226451611,14.059778226451611,14.059778226451611,14.059778226451611,14.059778226451611,14.059778226451611,2,0.66725819577813505,0,null,null,null,12,1,3600,14.059778226451611,0,0,3.1538461538461537,0,0,10.353895873510435,14.059778226451611,14.059778226451611,14.059778226451611,14.059778226451611,14.059778226451611,14.059778226451611,14.059778226451611,14.059778226451611,0,0.66725819577813505,0,null,null,null,12,1,3600,14.059778226451611,0,0,3.1538461538461537,0,0,10.353895873510435,14.059778226451611,14.059778226451611,14.059778226451611,14.059778226451611,14.059778226451611,14.059778226451611,14.059778226451611,14.059778226451611,2,0.66725819577813505,0,null,null,null,12,1,3600,14.059778226451611,0,0,3.1538461538461537,0,0,10.353895873510435,14.059778226451611,14.059778226451611,14.059778226451611,14.059778226451611,14.059778226451611,14.059778226451611,14.059778226451611,14.059778226451611,0,0.66725819577813505,0]
[null,"Tmax Dia",2,7200,13.685907258612904,0,0,3.1538461538461537,0,0,9.9800249056717263,13.685907258612904,13.685907258612904,13.685907258612904,13.685907258612904,13.685907258612904,13.685907258612904,13.685907258612904,13.685907258612904,2,0.66997606433476342,0,null,null,null,"Tmax Dia",2,7200,13.685907258612904,0,0,3.1538461538461537,0,0,9.9800249056717263,13.685907258612904,13.685907258612904,13.685907258612904,13.685907258612904,13.685907258612904,13.685907258612904,13.685907258612904,13.685907258612904,0,0.66997606433476342,0,null,null,null,"Tmax Dia",2,7200,13.685907258612904,0,0,3.1538461538461537,0,0,9.9800249056717263,13.685907258612904,13.685907258612904,13.685907258612904,13.685907258612904,13.685907258612904,13.685907258612904,13.685907258612904,13.685907258612904,2,0.66725819577813505,0,null,null,null,"Tmax Dia",2,7200,13.685907258612904,0,0,3.1538461538461537,0,0,9.9800249056717263,13.685907258612904,13.685907258612904,13.685907258612904,13.685907258612904,13.685907258612904,13.685907258612904,13.685907258612904,13.685907258612904,0,0.66725819577813505,0,null,null,null,"Tmax Dia",2,7200,13.685907258612904,0,0,3.1538461538461537,0,0,9.9800249056717263,13.685907258612904,13.685907258612904,13.685907258612904,13.685907258612904,13.685907258612904,13.685907258612904,13.685907258612904,13.685907258612904,2,0.66725819577813505,0,null,null,null,"Tmax Dia",2,7200,13.685907258612904,0,0,3.1538461538461537,0,0,9.9800249056717263,13.685907258612904,13.685907258612904,13.685907258612904,13.685907258612904,13.685907258612904,13.685907258612904,13.685907258612904,13.685907258612904,0,0.66725819577813505,0,null,null,null,"Tmax Dia",2,7200,13.685907258612904,0,0,3.1538461538461537,0,0,9.9800249056717263,13.685907258612904,13.685907258612904,13.685907258612904,13.685907258612904,13.685907258612904,13.685907258612904,13.685907258612904,13.685907258612904,2,0.66725819577813505,0,null,null,null,"Tmax Dia",2,7200,13.685907258612904,0,0,3.1538461538461537,0,0,9.9800249056717263,13.685907258612904,13.685907258612904,13.685907258612904,13.685907258612904,13.685907258612904,13.685907258612904,13.685907258612904,13.685907258612904,0,0.66725819577813505,0,null,null,null,"Tmax Dia",2,7200,13.685907258612904,0,0,3.1538461538461537,0,0,9.9800249056717263,13.685907258612904,13.685907258612904,13.685907258612904,13.685907258612904,13.685907258612904,13.685907258612904,13.685907258612904,13.685907258612904,2,0.66725819577813505,0,null,null,null,"Tmax Dia",2,7200,13.685907258612904,0,0,3.1538461538461537,0,0,9.9800249056717263,13.685907258612904,13.685907258612904,13.685907258612904,13.685907258612904,13.685907258612904,13.685907258612904,13.685907258612904,13.685907258612904,0,0.66725819577813505,0]
[null,26.196981854998086,3,10800,12.438649193999998,0,0,3.1538461538461537,0,0,8.7327668410588224,12.438649193999998,12.438649193999998,12.438649193999998,12.438649193999998,12.438649193999998,12.438649193999998,12.438649193999998,12.438649193999998,2,0.66997606433476342,0,null,null,null,26.196981854998086,3,10800,12.438649193999998,0,0,3.1538461538461537,0,0,8.7327668410588224,12.438649193999998,12.438649193999998,12.438649193999998,12.438649193999998,12.438649193999998,12.438649193999998,12.438649193999998,12.438649193999998,0,0.66997606433476342,0,null,null,null,26.196981854998086,3,10800,12.438649193999998,0,0,3.1538461538461537,0,0,8.7327668410588224,12.438649193999998,12.438649193999998,12.438649193999998,12.438649193999998,12.438649193999998,12.438649193999998,12.438649193999998,12.438649193999998,2,0.66725819577813505,0,null,null,null,26.196981854998086,3,10800,12.438649193999998,0,0,3.1538461538461537,0,0,8.7327668410588224,12.438649193999998,12.438649193999998,12.438649193999998,12.438649193999998,12.438649193999998,12.438649193999998,12.438649193999998,12.438649193999998,0,0.66725819577813505,0,null,null,null,26.196981854998086,3,10800,12.438649193999998,0,0,3.1538461538461537,0,0,8.7327668410588224,12.438649193999998,12.438649193999998,12.438649193999998,12.438649193999998,12.438649193999998,12.438649193999998,12.438649193999998,12.438649193999998,2,0.66725819577813505,0,null,null,null,26.196981854998086,3,10800,12.438649193999998,0,0,3.1538461538461537,0,0,8.7327668410588224,12.438649193999998,12.438649193999998,12.438649193999998,12.438649193999998,12.438649193999998,12.438649193999998,12.438649193999998,12.438649193999998,0,0.66725819577813505,0,null,null,null,26.196981854998086,3,10800,12.438649193999998,0,0,3.1538461538461537,0,0,8.7327668410588224,12.438649193999998,12.438649193999998,12.438649193999998,12.438649193999998,12.438649193999998,12.438649193999998,12.438649193999998,12.438649193999998,2,0.66725819577813505,0,null,null,null,26.196981854998086,3,10800,12.438649193999998,0,0,3.1538461538461537,0,0,8.7327668410588224,12.438649193999998,12.438649193999998,12.438649193999998,12.438649193999998,12.438649193999998,12.438649193999998,12.438649193999998,12.438649193999998,0,0.66725819577813505,0,null,null,null,26.196981854998086,3,10800,12.438649193999998,0,0,3.1538461538461537,0,0,8.7327668410588224,12.438649193999998,12.438649193999998,12.438649193999998,12.438649193999998,12.438649193999998,12.438649193999998,12.438649193999998,12.438649193999998,2,0.66725819577813505,0,null,null,null,26.196981854998086,3,10800,12.438649193999998,0,0,3.1538461538461537,0,0,8.7327668410588224,12.438649193999998,12.438649193999998,12.438649193999998,12.438649193999998,12.438649193999998,12.438649193999998,12.438649193999998,12.438649193999998,0,0.66725819577813505,0]
[null,"Tmin Dia",4,14400,11.782842742483872,0.56323840245487189,0,3.1538461538461537,0,0,8.081100174488931,11.784888543413325,11.785893044879815,11.786567084759417,11.78582255730954,11.784788862065405,11.78582256260313,11.786567084759417,11.785893044879815,2,0.66997606433476342,0.15232974910394262,null,null,null,"Tmin Dia",4,14400,11.782842742483872,0.56323840245487189,0,3.1538461538461537,0,0,8.081100174488931,11.784888543413325,11.785893044879815,11.786567084759417,11.78582255730954,11.784788862065405,11.78582256260313,11.786567084759417,11.785893044879815,0,0.66997606433476342,0.15232974910394262,null,null,null,"Tmin Dia",4,14400,11.782842742483872,0.56323840245487189,0,3.1538461538461537,0,0,8.083232790976389,11.784888543413325,11.785893044879815,11.786567084759417,11.78582255730954,11.784788862065405,11.78582256260313,11.786567084759417,11.785893044879815,2,0.66725819577813505,0.15232974910394262,null,null,null,"Tmin Dia",4,14400,11.782842742483872,0.56323840245487189,0,3.1538461538461537,0,0,8.083232790976389,11.784888543413325,11.785893044879815,11.786567084759417,11.78582255730954,11.784788862065405,11.78582256260313,11.786567084759417,11.785893044879815,0,0.66725819577813505,0.15232974910394262,null,null,null,"Tmin Dia",4,14400,11.782842742483872,0.56323840245487189,0,3.1538461538461537,0,0,8.083232790976389,11.784888543413325,11.785893044879815,11.786567084759417,11.78582255730954,11.784788862065405,11.78582256260313,11.786567084759417,11.785893044879815,2,0.66725819577813505,0.15232974910394262,null,null,null,"Tmin Dia",4,14400,11.782842742483872,0.56323840245487189,0,3.1538461538461537,0,0,8.083232790976389,11.784888543413325,11.785893044879815,11.786567084759417,11.78582255730954,11.784788862065405,11.78582256260313,11.786567084759417,11.785893044879815,0,0.66725819577813505,0.15232974910394262,null,null,null,"Tmin Dia",4,14400,11.782842742483872,0.56323840245487189,0,3.1538461538461537,0,0,8.083232790976389,11.784888543413325,11.785893044879815,11.786567084759417,11.78582255730954,11.784788862065405,11.78582256260313,11.786567084759417,11.785893044879815,2,0.66725819577813505,0.15232974910394262,null,null,null,"Tmin Dia",4,14400,11.782842742483872,0.56323840245487189,0,3.1538461538461537,0,0,8.083232790976389,11.784888543413325,11.785893044879815,11.786567084759417,11.78582255730954,11.784788862065405,11.78582256260313,11.786567084759417,11.785893044879815,0,0.66725819577813505,0.15232974910394262,null,null,null,"Tmin Dia",4,14400,11.782842742483872,0.56323840245487189,0,3.1538461538461537,0,0,8.083232790976389,11.784888543413325,11.785893044879815,11.786567084759417,11.78582255730954,11.784788862065405,11.78582256260313,11.786567084759417,11.785893044879815,2,0.66725819577813505,0.15232974910394262,null,null,null,"Tmin Dia",4,14400,11.782842742483872,0.56323840245487189,0,3.1538461538461537,0,0,8.083232790976389,11.784888543413325,11.785893044879815,11.786567084759417,11.78582255730954,11.784788862065405,11.78582256260313,11.786567084759417,11.785893044879815,0,0.66725819577813505,0.15232974910394262]
[null,21.196981854998086,5,18000,11.626552419903227,143.82458265038821,0,3.1538461538461537,0,0,9.1075707627242259,12.21309558050052,12.50109205977544,12.694343258197843,12.480882858744879,12.184516351691018,12.480884376447948,12.694343258197843,12.50109205977544,2,0.66997606433476342,43.673835125448029,null,null,null,21.196981854998086,5,18000,11.626552419903227,143.82458265038821,0,3.1538461538461537,0,0,9.1075707627242259,12.21309558050052,12.50109205977544,12.694343258197843,12.480882858744879,12.184516351691018,12.480884376447948,12.694343258197843,12.50109205977544,0,0.66997606433476342,43.673835125448029,null,null,null,21.196981854998086,5,18000,11.626552419903227,143.82458265038821,0,3.1538461538461537,0,0,9.7190044544804977,12.21309558050052,12.50109205977544,12.694343258197843,12.480882858744879,12.184516351691018,12.480884376447948,12.694343258197843,12.50109205977544,2,0.66725819577813505,43.673835125448029,null,null,null,21.196981854998086,5,18000,11.626552419903227,143.82458265038821,0,3.1538461538461537,0,0,9.7190044544804977,12.21309558050052,12.50109205977544,12.694343258197843,12.480882858744879,12.184516351691018,12.480884376447948,12.694343258197843,12.50109205977544,0,0.66725819577813505,43.673835125448029,null,null,null,21.196981854998086,5,18000,11.626552419903227,143.82458265038821,7.8300296192607641,3.1538461538461537,0,0,9.7190044544804977,12.21309558050052,12.50109205977544,12.694343258197843,12.480882858744879,12.184516351691018,12.480884376447948,12.694343258197843,12.50109205977544,2,0.66725819577813505,43.673835125448029,null,null,null,21.196981854998086,5,18000,11.626552419903227,143.82458265038821,7.8300296192607641,3.1538461538461537,0,0,9.7190044544804977,12.21309558050052,12.50109205977544,12.694343258197843,12.480882858744879,12.184516351691018,12.480884376447948,12.694343258197843,12.50109205977544,0,0.66725819577813505,43.673835125448029,null,null,null,21.196981854998086,5,18000,11.626552419903227,143.82458265038821,0,3.1538461538461537,0,0,9.7190044544804977,12.21309558050052,12.50109205977544,12.694343258197843,12.480882858744879,12.184516351691018,12.480884376447948,12.694343258197843,12.50109205977544,2,0.66725819577813505,43.673835125448029,null,null,null,21.196981854998086,5,18000,11.626552419903227,143.82458265038821,0,3.1538461538461537,0,0,9.7190044544804977,12.21309558050052,12.50109205977544,12.694343258197843,12.480882858744879,12.184516351691018,12.480884376447948,12.694343258197843,12.50109205977544,0,0.66725819577813505,43.673835125448029,null,null,null,21.196981854998086,5,18000,11.626552419903227,143.82458265038821,0,3.1538461538461537,0,0,9.7190044544804977,12.21309558050052,12.50109205977544,12.694343258197843,12.480882858744879,12.184516351691018,12.480884376447948,12.694343258197843,12.50109205977544,2,0.66725819577813505,43.673835125448029,null,null,null,21.196981854998086,5,18000,11.626552419903227,143.82458265038821,0,3.1538461538461537,0,0,9.7190044544804977,12.21309558050052,12.50109205977544,12.694343258197843,12.480882858744879,12.184516351691018,12.480884376447948,12.694343258197843,12.50109205977544,0,0.66725819577813505,43.673835125448029]
[null,"Tmax Noche",6,21600,12.386552419903225,401.62211262105637,0,2.523076923076923,0,0,14.286425917689435,15.156807560844889,16.517020723115849,17.429750018906525,16.421572260308402,15.02182728854396,16.421579428450514,17.429750018906525,16.517020723115849,2,0.66997606433476342,206.27240143369173,null,null,null,"Tmax Noche",6,21600,12.386552419903225,401.62211262105637,0,2.523076923076923,0,0,14.286425917689435,15.156807560844889,16.517020723115849,17.429750018906525,16.421572260308402,15.02182728854396,16.421579428450514,17.429750018906525,16.517020723115849,0,0.66997606433476342,206.27240143369173,null,null,null,"Tmax Noche",6,21600,12.386552419903225,401.62211262105637,0,2.523076923076923,0,0,17.174239537761121,15.156807560844889,16.517020723115849,17.429750018906525,16.421572260308402,15.02182728854396,16.421579428450514,17.429750018906525,16.517020723115849,2,0.66725819577813505,206.27240143369173,null,null,null,"Tmax Noche",6,21600,12.386552419903225,401.62211262105637,0,2.523076923076923,0,0,17.174239537761121,15.156807560844889,16.517020723115849,17.429750018906525,16.421572260308402,15.02182728854396,16.421579428450514,17.429750018906525,16.517020723115849,0,0.66725819577813505,206.27240143369173,null,null,null,"Tmax Noche",6,21600,12.386552419903225,401.62211262105637,160.09692831276507,2.523076923076923,0,0,17.174239537761121,15.156807560844889,16.517020723115849,17.429750018906525,16.421572260308402,15.02182728854396,16.421579428450514,17.429750018906525,16.517020723115849,2,0.66725819577813505,206.27240143369173,null,null,null,"Tmax Noche",6,21600,12.386552419903225,401.62211262105637,160.09692831276507,2.523076923076923,0,0,17.174239537761121,15.156807560844889,16.517020723115849,17.429750018906525,16.421572260308402,15.02182728854396,16.421579428450514,17.429750018906525,16.517020723115849,0,0.66725819577813505,206.27240143369173,null,null,null,"Tmax Noche",6,21600,12.386552419903225,401.62211262105637,0,2.523076923076923,0,0,17.174239537761121,15.156807560844889,16.517020723115849,17.429750018906525,16.421572260308402,15.02182728854396,16.421579428450514,17.429750018906525,16.517020723115849,2,0.66725819577813505,206.27240143369173,null,null,null,"Tmax Noche",6,21600,12.386552419903225,401.62211262105637,0,2.523076923076923,0,0,17.174239537761121,15.156807560844889,16.517020723115849,17.429750018906525,16.421572260308402,15.02182728854396,16.421579428450514,17.429750018906525,16.517020723115849,0,0.66725819577813505,206.27240143369173,null,null,null,"Tmax Noche",6,21600,12.386552419903225,401.62211262105637,0,2.523076923076923,0,0,17.174239537761121,15.156807560844889,16.517020723115849,17.429750018906525,16.421572260308402,15.02182728854396,16.421579428450514,17.429750018906525,16.517020723115849,2,0.66725819577813505,206.27240143369173,null,null,null,"Tmax Noche",6,21600,12.386552419903225,401.62211262105637,0,2.523076923076923,0,0,17.174239537761121,15.156807560844889,16.517020723115849,17.429750018906525,16.421572260308402,15.02182728854396,16.421579428450514,17.429750018906525,16.517020723115849,0,0.66725819577813505,206.27240143369173]
[null,26.196981854998086,7,25200,14.029133065161291,597.62907667535194,0,3.0276923076923077,0,0,21.251552419999999,19.429686495223805,22.081393101793481,23.860739435729105,21.895318355250918,19.166545327541407,21.89533232939138,23.860739435729105,22.081393101793481,1,0.66997606433476342,402.12365591397855,null,null,null,26.196981854998086,7,25200,14.029133065161291,597.62907667535194,0,3.0276923076923077,0,0,21.251552419999999,19.429686495223805,22.081393101793481,23.860739435729105,21.895318355250918,19.166545327541407,21.89533232939138,23.860739435729105,22.081393101793481,0,0.66997606433476342,402.12365591397855,null,null,null,26.196981854998086,7,25200,14.029133065161291,597.62907667535194,0,3.0276923076923077,0,0,26.881283602795701,19.429686495223805,22.081393101793481,23.860739435729105,21.895318355250918,19.166545327541407,21.89533232939138,23.860739435729105,22.081393101793481,1,0.66725819577813505,402.12365591397855,null,null,null,26.196981854998086,7,25200,14.029133065161291,597.62907667535194,0,3.0276923076923077,0,0,26.881283602795701,19.429686495223805,22.081393101793481,23.860739435729105,21.895318355250918,19.166545327541407,21.89533232939138,23.860739435729105,22.081393101793481,0,0.66725819577813505,402.12365591397855,null,null,null,26.196981854998086,7,25200,14.029133065161291,597.62907667535194,394.27798302315131,3.0276923076923077,0,0,26.881283602795701,19.429686495223805,22.081393101793481,23.860739435729105,21.895318355250918,19.166545327541407,21.89533232939138,23.860739435729105,22.081393101793481,1,0.66725819577813505,402.12365591397855,null,null,null,26.196981854998086,7,25200,14.029133065161291,597.62907667535194,394.27798302315131,3.0276923076923077,0,0,26.881283602795701,19.429686495223805,22.081393101793481,23.860739435729105,21.895318355250918,19.166545327541407,21.89533232939138,23.860739435729105,22.081393101793481,0,0.66725819577813505,402.12365591397855,null,null,null,26.196981854998086,7,25200,14.029133065161291,597.62907667535194,0,3.0276923076923077,0,0,26.881283602795701,19.429686495223805,22.081393101793481,23.860739435729105,21.895318355250918,19.166545327541407,21.89533232939138,23.860739435729105,22.081393101793481,1,0.66725819577813505,402.12365591397855,null,null,null,26.196981854998086,7,25200,14.029133065161291,597.62907667535194,0,3.0276923076923077,0,0,26.881283602795701,19.429686495223805,22.081393101793481,23.860739435729105,21.895318355250918,19.166545327541407,21.89533232939138,23.860739435729105,22.081393101793481,0,0.66725819577813505,402.12365591397855,null,null,null,26.196981854998086,7,25200,14.029133065161291,597.62907667535194,0,3.0276923076923077,0,0,26.881283602795701,19.429686495223805,22.081393101793481,23.860739435729105,21.895318355250918,19.166545327541407,21.89533232939138,23.860739435729105,22.081393101793481,1,0.66725819577813505,402.12365591397855,null,null,null,26.196981854998086,7,25200,14.029133065161291,597.62907667535194,0,3.0276923076923077,0,0,26.881283602795701,19.429686495223805,22.081393101793481,23.860739435729105,21.895318355250918,19.166545327541407,21.89533232939138,23.860739435729105,22.081393101793481,0,0.66725819577813505,402.12365591397855]
[null,"Tmin Noche",8,28800,16.830100807193546,731.14970972788933,0,1.5138461538461538,0,0,27.934907891317511,24.149254485389548,27.74300620256243,30.154482995350826,27.490826554085068,23.792629804184401,27.490845492677735,30.154482995350826,27.74300620256243,1,0.66997606433476342,544.98207885304646,null,null,null,"Tmin Noche",8,28800,16.830100807193546,731.14970972788933,0,1.5138461538461538,0,0,27.934907891317511,24.149254485389548,27.74300620256243,30.154482995350826,27.490826554085068,23.792629804184401,27.490845492677735,30.154482995350826,27.74300620256243,0,0.66997606433476342,544.98207885304646,null,null,null,"Tmin Noche",8,28800,16.830100807193546,731.14970972788933,0,1.5138461538461538,0,0,35.564656995260165,24.149254485389548,27.74300620256243,30.154482995350826,27.490826554085068,23.792629804184401,27.490845492677735,30.154482995350826,27.74300620256243,1,0.66725819577813505,544.98207885304646,null,null,null,"Tmin Noche",8,28800,16.830100807193546,731.14970972788933,0,1.5138461538461538,0,0,35.564656995260165,24.149254485389548,27.74300620256243,30.154482995350826,27.490826554085068,23.792629804184401,27.490845492677735,30.154482995350826,27.74300620256243,0,0.66725819577813505,544.98207885304646,null,null,null,"Tmin Noche",8,28800,16.830100807193546,731.14970972788933,569.28575573281978,1.5138461538461538,0,0,35.564656995260165,24.149254485389548,27.74300620256243,30.154482995350826,27.490826554085068,23.792629804184401,27.490845492677735,30.154482995350826,27.74300620256243,1,0.66725819577813505,544.98207885304646,null,null,null,"Tmin Noche",8,28800,16.830100807193546,731.14970972788933,569.28575573281978,1.5138461538461538,0,0,35.564656995260165,24.149254485389548,27.74300620256243,30.154482995350826,27.490826554085068,23.792629804184401,27.490845492677735,30.154482995350826,27.74300620256243,0,0.66725819577813505,544.98207885304646,null,null,null,"Tmin Noche",8,28800,16.830100807193546,731.14970972788933,0,1.5138461538461538,0,0,35.564656995260165,24.149254485389548,27.74300620256243,30.154482995350826,27.490826554085068,23.792629804184401,27.490845492677735,30.154482995350826,27.74300620256243,1,0.66725819577813505,544.98207885304646,null,null,null,"Tmin Noche",8,28800,16.830100807193546,731.14970972788933,0,1.5138461538461538,0,0,35.564656995260165,24.149254485389548,27.74300620256243,30.154482995350826,27.490826554085068,23.792629804184401,27.490845492677735,30.154482995350826,27.74300620256243,0,0.66725819577813505,544.98207885304646,null,null,null,"Tmin Noche",8,28800,16.830100807193546,731.14970972788933,0,1.5138461538461538,0,0,35.564656995260165,24.149254485389548,27.74300620256243,30.154482995350826,27.490826554085068,23.792629804184401,27.490845492677735,30.154482995350826,27.74300620256243,1,0.66725819577813505,544.98207885304646,null,null,null,"Tmin Noche",8,28800,16.830100807193546,731.14970972788933,0,1.5138461538461538,0,0,35.564656995260165,24.149254485389548,27.74300620256243,30.154482995350826,27.490826554085068,23.792629804184401,27.490845492677735,30.154482995350826,27.74300620256243,0,0.66725819577813505,544.98207885304646]
[null,19.196981854998086,9,32400,19.55139112967742,859.33614379247149,717.2068957967366,0.94615384615384612,0,0,33.775647929171413,28.412115978831842,32.762789095165928,35.682174761936878,32.457494989322655,27.980378470164702,32.457517916790223,35.682174761936878,32.762789095165928,1,0.66997606433476342,659.76702508960568,null,null,null,19.196981854998086,9,32400,19.55139112967742,859.33614379247149,717.2068957967366,0.94615384615384612,0,0,33.775647929171413,28.412115978831842,32.762789095165928,35.682174761936878,32.457494989322655,27.980378470164702,32.457517916790223,35.682174761936878,32.762789095165928,0,0.66997606433476342,659.76702508960568,null,null,null,19.196981854998086,9,32400,19.55139112967742,859.33614379247149,717.2068957967366,0.94615384615384612,0,0,43.012386280425886,28.412115978831842,32.762789095165928,35.682174761936878,32.457494989322655,27.980378470164702,32.457517916790223,35.682174761936878,32.762789095165928,1,0.66725819577813505,659.76702508960568,null,null,null,19.196981854998086,9,32400,19.55139112967742,859.33614379247149,717.2068957967366,0.94615384615384612,0,0,43.012386280425886,28.412115978831842,32.762789095165928,35.682174761936878,32.457494989322655,27.980378470164702,32.457517916790223,35.682174761936878,32.762789095165928,0,0.66725819577813505,659.76702508960568,null,null,null,19.196981854998086,9,32400,19.55139112967742,859.33614379247149,700.63340080938747,0.94615384615384612,0,0,43.012386280425886,28.412115978831842,32.762789095165928,35.682174761936878,32.457494989322655,27.980378470164702,32.457517916790223,35.682174761936878,32.762789095165928,1,0.66725819577813505,659.76702508960568,null,null,null,19.196981854998086,9,32400,19.55139112967742,859.33614379247149,700.63340080938747,0.94615384615384612,0,0,43.012386280425886,28.412115978831842,32.762789095165928,35.682174761936878,32.457494989322655,27.980378470164702,32.457517916790223,35.682174761936878,32.762789095165928,0,0.66725819577813505,659.76702508960568,null,null,null,19.196981854998086,9,32400,19.55139112967742,859.33614379247149,0,0.94615384615384612,0,0,43.012386280425886,28.412115978831842,32.762789095165928,35.682174761936878,32.457494989322655,27.980378470164702,32.457517916790223,35.682174761936878,32.762789095165928,1,0.66725819577813505,659.76702508960568,null,null,null,19.196981854998086,9,32400,19.55139112967742,859.33614379247149,0,0.94615384615384612,0,0,43.012386280425886,28.412115978831842,32.762789095165928,35.682174761936878,32.457494989322655,27.980378470164702,32.457517916790223,35.682174761936878,32.762789095165928,0,0.66725819577813505,659.76702508960568,null,null,null,19.196981854998086,9,32400,19.55139112967742,859.33614379247149,717.20689579673649,0.94615384615384612,0,0,43.012386280425886,28.412115978831842,32.762789095165928,35.682174761936878,32.457494989322655,27.980378470164702,32.457517916790223,35.682174761936878,32.762789095165928,1,0.66725819577813505,659.76702508960568,null,null,null,19.196981854998086,9,32400,19.55139112967742,859.33614379247149,717.20689579673649,0.94615384615384612,0,0,43.012386280425886,28.412115978831842,32.762789095165928,35.682174761936878,32.457494989322655,27.980378470164702,32.457517916790223,35.682174761936878,32.762789095165928,0,0.66725819577813505,659.76702508960568]
[null,"Tsuelo",10,36000,21.705745968387099,861.09212234130143,868.59434930114469,0.94615384615384612,0,0,38.394392394699551,31.784324076721781,36.732971007225373,40.053608649383023,36.385716065430259,31.293246847998805,36.385742144140153,40.053608649383023,36.732971007225373,1,3.669976064334763,750.44802867383498,null,null,null,"Tsuelo",10,36000,21.705745968387099,861.09212234130143,868.59434930114469,0.94615384615384612,0,0,38.394392394699551,31.784324076721781,36.732971007225373,40.053608649383023,36.385716065430259,31.293246847998805,36.385742144140153,40.053608649383023,36.732971007225373,0,3.669976064334763,750.44802867383498,null,null,null,"Tsuelo",10,36000,21.705745968387099,861.09212234130143,868.59434930114469,0.94615384615384612,0,0,48.900664796133249,31.784324076721781,36.732971007225373,40.053608649383023,36.385716065430259,31.293246847998805,36.385742144140153,40.053608649383023,36.732971007225373,1,3.6672581957781349,750.44802867383498,null,null,null,"Tsuelo",10,36000,21.705745968387099,861.09212234130143,868.59434930114469,0.94615384615384612,0,0,48.900664796133249,31.784324076721781,36.732971007225373,40.053608649383023,36.385716065430259,31.293246847998805,36.385742144140153,40.053608649383023,36.732971007225373,0,3.6672581957781349,750.44802867383498,null,null,null,"Tsuelo",10,36000,21.705745968387099,861.09212234130143,848.52253434990905,0.94615384615384612,0,0,48.900664796133249,31.784324076721781,36.732971007225373,40.053608649383023,36.385716065430259,31.293246847998805,36.385742144140153,40.053608649383023,36.732971007225373,1,3.6672581957781349,750.44802867383498,null,null,null,"Tsuelo",10,36000,21.705745968387099,861.09212234130143,848.52253434990905,0.94615384615384612,0,0,48.900664796133249,31.784324076721781,36.732971007225373,40.053608649383023,36.385716065430259,31.293246847998805,36.385742144140153,40.053608649383023,36.732971007225373,0,3.6672581957781349,750.44802867383498,null,null,null,"Tsuelo",10,36000,21.705745968387099,861.09212234130143,0,0.94615384615384612,0,0,48.900664796133249,31.784324076721781,36.732971007225373,40.053608649383023,36.385716065430259,31.293246847998805,36.385742144140153,40.053608649383023,36.732971007225373,1,3.6672581957781349,750.44802867383498,null,null,null,"Tsuelo",10,36000,21.705745968387099,861.09212234130143,0,0.94615384615384612,0,0,48.900664796133249,31.784324076721781,36.732971007225373,40.053608649383023,36.385716065430259,31.293246847998805,36.385742144140153,40.053608649383023,36.732971007225373,0,3.6672581957781349,750.44802867383498,null,null,null,"Tsuelo",10,36000,21.705745968387099,861.09212234130143,868.59434930114458,0.94615384615384612,0,0,48.900664796133249,31.784324076721781,36.732971007225373,40.053608649383023,36.385716065430259,31.293246847998805,36.385742144140153,40.053608649383023,36.732971007225373,1,3.6672581957781349,750.44802867383498,null,null,null,"Tsuelo",10,36000,21.705745968387099,861.09212234130143,868.59434930114458,0.94615384615384612,0,0,48.900664796133249,31.784324076721781,36.732971007225373,40.053608649383023,36.385716065430259,31.293246847998805,36.385742144140153,40.053608649383023,36.732971007225373,0,3.6672581957781349,750.44802867383498]
[null,18.811693549012102,11,39600,23.811068549032264,1002.0011179672174,912.8661942516743,0.94615384615384612,0,0,42.252305108172052,34.755742497912436,40.129648078670769,43.735642486328217,39.752552016683424,34.222464877367145,39.752580336449739,43.735642486328217,40.129648078670769,1,3.669976064334763,814.93727598566306,null,null,null,18.811693549012102,11,39600,23.811068549032264,1002.0011179672174,912.8661942516743,0.94615384615384612,0,0,42.252305108172052,34.755742497912436,40.129648078670769,43.735642486328217,39.752552016683424,34.222464877367145,39.752580336449739,43.735642486328217,40.129648078670769,0,3.669976064334763,814.93727598566306,null,null,null,18.811693549012102,11,39600,23.811068549032264,1002.0011179672174,912.8661942516743,0.94615384615384612,0,0,53.661426971971331,34.755742497912436,40.129648078670769,43.735642486328217,39.752552016683424,34.222464877367145,39.752580336449739,43.735642486328217,40.129648078670769,1,3.6672581957781349,814.93727598566306,null,null,null,18.811693549012102,11,39600,23.811068549032264,1002.0011179672174,912.8661942516743,0.94615384615384612,0,0,53.661426971971331,34.755742497912436,40.129648078670769,43.735642486328217,39.752552016683424,34.222464877367145,39.752580336449739,43.735642486328217,40.129648078670769,0,3.6672581957781349,814.93727598566306,null,null,null,18.811693549012102,11,39600,23.811068549032264,1002.0011179672174,891.77132834447536,0.94615384615384612,0,0,53.661426971971331,34.755742497912436,40.129648078670769,43.735642486328217,39.752552016683424,34.222464877367145,39.752580336449739,43.735642486328217,40.129648078670769,1,3.6672581957781349,814.93727598566306,null,null,null,18.811693549012102,11,39600,23.811068549032264,1002.0011179672174,891.77132834447536,0.94615384615384612,0,0,53.661426971971331,34.755742497912436,40.129648078670769,43.735642486328217,39.752552016683424,34.222464877367145,39.752580336449739,43.735642486328217,40.129648078670769,0,3.6672581957781349,814.93727598566306,null,null,null,18.811693549012102,11,39600,23.811068549032264,1002.0011179672174,0,0.94615384615384612,0,0,53.661426971971331,34.755742497912436,40.129648078670769,43.735642486328217,39.752552016683424,34.222464877367145,39.752580336449739,43.735642486328217,40.129648078670769,1,3.6672581957781349,814.93727598566306,null,null,null,18.811693549012102,11,39600,23.811068549032264,1002.0011179672174,0,0.94615384615384612,0,0,53.661426971971331,34.755742497912436,40.129648078670769,43.735642486328217,39.752552016683424,34.222464877367145,39.752580336449739,43.735642486328217,40.129648078670769,0,3.6672581957781349,814.93727598566306,null,null,null,18.811693549012102,11,39600,23.811068549032264,1002.0011179672174,912.86619425167419,0.94615384615384612,0,0,53.661426971971331,34.755742497912436,40.129648078670769,43.735642486328217,39.752552016683424,34.222464877367145,39.752580336449739,43.735642486328217,40.129648078670769,1,3.6672581957781349,814.93727598566306,null,null,null,18.811693549012102,11,39600,23.811068549032264,1002.0011179672174,912.86619425167419,0.94615384615384612,0,0,53.661426971971331,34.755742497912436,40.129648078670769,43.735642486328217,39.752552016683424,34.222464877367145,39.752580336449739,43.735642486328217,40.129648078670769,0,3.6672581957781349,814.93727598566306]
[null,"Infil RAH",12,43200,24.902036290967747,934.24685131896956,977.74008661464438,0.94615384615384612,0,0,43.895812382049343,36.119764493314328,41.627741475688339,45.323700382570337,41.241237396233132,35.573182344626076,41.241266422537862,45.323700382570337,41.627741475688339,1,3.669976064334763,835.26881720430117,null,null,null,"Infil RAH",12,43200,24.902036290967747,934.24685131896956,977.74008661464438,0.94615384615384612,0,0,43.895812382049343,36.119764493314328,41.627741475688339,45.323700382570337,41.241237396233132,35.573182344626076,41.241266422537862,45.323700382570337,41.627741475688339,0,3.669976064334763,835.26881720430117,null,null,null,"Infil RAH",12,43200,24.902036290967747,934.24685131896956,977.74008661464438,0.94615384615384612,0,0,55.589575822909566,36.119764493314328,41.627741475688339,45.323700382570337,41.241237396233132,35.573182344626076,41.241266422537862,45.323700382570337,41.627741475688339,1,3.6672581957781349,835.26881720430117,null,null,null,"Infil RAH",12,43200,24.902036290967747,934.24685131896956,977.74008661464438,0.94615384615384612,0,0,55.589575822909566,36.119764493314328,41.627741475688339,45.323700382570337,41.241237396233132,35.573182344626076,41.241266422537862,45.323700382570337,41.627741475688339,0,3.6672581957781349,835.26881720430117,null,null,null,"Infil RAH",12,43200,24.902036290967747,934.24685131896956,0,0.94615384615384612,0,0,55.589575822909566,36.119764493314328,41.627741475688339,45.323700382570337,41.241237396233132,35.573182344626076,41.241266422537862,45.323700382570337,41.627741475688339,1,3.6672581957781349,835.26881720430117,null,null,null,"Infil RAH",12,43200,24.902036290967747,934.24685131896956,0,0.94615384615384612,0,0,55.589575822909566,36.119764493314328,41.627741475688339,45.323700382570337,41.241237396233132,35.573182344626076,41.241266422537862,45.323700382570337,41.627741475688339,0,3.6672581957781349,835.26881720430117,null,null,null,"Infil RAH",12,43200,24.902036290967747,934.24685131896956,0,0.94615384615384612,0,0,55.589575822909566,36.119764493314328,41.627741475688339,45.323700382570337,41.241237396233132,35.573182344626076,41.241266422537862,45.323700382570337,41.627741475688339,1,3.6672581957781349,835.26881720430117,null,null,null,"Infil RAH",12,43200,24.902036290967747,934.24685131896956,0,0.94615384615384612,0,0,55.589575822909566,36.119764493314328,41.627741475688339,45.323700382570337,41.241237396233132,35.573182344626076,41.241266422537862,45.323700382570337,41.627741475688339,0,3.6672581957781349,835.26881720430117,null,null,null,"Infil RAH",12,43200,24.902036290967747,934.24685131896956,977.74008661464416,0.94615384615384612,0,0,55.589575822909566,36.119764493314328,41.627741475688339,45.323700382570337,41.241237396233132,35.573182344626076,41.241266422537862,45.323700382570337,41.627741475688339,1,3.6672581957781349,835.26881720430117,null,null,null,"Infil RAH",12,43200,24.902036290967747,934.24685131896956,977.74008661464416,0.94615384615384612,0,0,55.589575822909566,36.119764493314328,41.627741475688339,45.323700382570337,41.241237396233132,35.573182344626076,41.241266422537862,45.323700382570337,41.627741475688339,0,3.6672581957781349,835.26881720430117]
[null,0.13223547412677508,13,46800,26.10332661354839,965.82133352717494,861.97763334386457,0.94615384615384612,0,0,43.454582148020236,36.509353211826699,41.618779465290295,45.047303137588969,41.260242365923546,36.002321103827839,41.260269291919045,45.047303137588969,41.618779465290295,1,3.669976064334763,774.82974910394239,null,null,null,0.13223547412677508,13,46800,26.10332661354839,965.82133352717494,861.97763334386457,0.94615384615384612,0,0,43.454582148020236,36.509353211826699,41.618779465290295,45.047303137588969,41.260242365923546,36.002321103827839,41.260269291919045,45.047303137588969,41.618779465290295,0,3.669976064334763,774.82974910394239,null,null,null,0.13495334268340339,13,46800,26.10332661354839,965.82133352717494,861.97763334386457,0.94615384615384612,0,0,54.302198635475435,36.509353211826699,41.618779465290295,45.047303137588969,41.260242365923546,36.002321103827839,41.260269291919045,45.047303137588969,41.618779465290295,1,3.6672581957781349,774.82974910394239,null,null,null,0.13495334268340339,13,46800,26.10332661354839,965.82133352717494,861.97763334386457,0.94615384615384612,0,0,54.302198635475435,36.509353211826699,41.618779465290295,45.047303137588969,41.260242365923546,36.002321103827839,41.260269291919045,45.047303137588969,41.618779465290295,0,3.6672581957781349,774.82974910394239,null,null,null,0.13495334268340339,13,46800,26.10332661354839,965.82133352717494,0,0.94615384615384612,0,0,54.302198635475435,36.509353211826699,41.618779465290295,45.047303137588969,41.260242365923546,36.002321103827839,41.260269291919045,45.047303137588969,41.618779465290295,1,3.6672581957781349,774.82974910394239,null,null,null,0.13495334268340339,13,46800,26.10332661354839,965.82133352717494,0,0.94615384615384612,0,0,54.302198635475435,36.509353211826699,41.618779465290295,45.047303137588969,41.260242365923546,36.002321103827839,41.260269291919045,45.047303137588969,41.618779465290295,0,3.6672581957781349,774.82974910394239,null,null,null,0.13495334268340339,13,46800,26.10332661354839,965.82133352717494,842.06021593264427,0.94615384615384612,0,0,54.302198635475435,36.509353211826699,41.618779465290295,45.047303137588969,41.260242365923546,36.002321103827839,41.260269291919045,45.047303137588969,41.618779465290295,1,3.6672581957781349,774.82974910394239,null,null,null,0.13495334268340339,13,46800,26.10332661354839,965.82133352717494,842.06021593264427,0.94615384615384612,0,0,54.302198635475435,36.509353211826699,41.618779465290295,45.047303137588969,41.260242365923546,36.002321103827839,41.260269291919045,45.047303137588969,41.618779465290295,0,3.6672581957781349,774.82974910394239,null,null,null,0.13495334268340339,13,46800,26.10332661354839,965.82133352717494,861.97763334386445,0.94615384615384612,0,0,54.302198635475435,36.509353211826699,41.618779465290295,45.047303137588969,41.260242365923546,36.002321103827839,41.260269291919045,45.047303137588969,41.618779465290295,1,3.6672581957781349,774.82974910394239,null,null,null,0.13495334268340339,13,46800,26.10332661354839,965.82133352717494,861.97763334386445,0.94615384615384612,0,0,54.302198635475435,36.509353211826699,41.618779465290295,45.047303137588969,41.260242365923546,36.002321103827839,41.260269291919045,45.047303137588969,41.618779465290295,0,3.6672581957781349,774.82974910394239]
[null,"Cat Mes",14,50400,26.501713710322583,891.01002101287474,750.0197917485217,0.94615384615384612,0,0,41.490126107539538,35.7400693428078,40.276161612191686,43.319967110856261,39.957856330141212,35.289931830036394,39.957880234743008,43.319967110856261,40.276161612191686,1,0.66997606433476342,687.88530465949827,null,null,null,"Cat Mes",14,50400,26.501713710322583,891.01002101287474,750.0197917485217,0.94615384615384612,0,0,41.490126107539538,35.7400693428078,40.276161612191686,43.319967110856261,39.957856330141212,35.289931830036394,39.957880234743008,43.319967110856261,40.276161612191686,0,0.66997606433476342,687.88530465949827,null,null,null,"Cat Mes",14,50400,26.501713710322583,891.01002101287474,750.0197917485217,0.94615384615384612,0,0,51.120520372772518,35.7400693428078,40.276161612191686,43.319967110856261,39.957856330141212,35.289931830036394,39.957880234743008,43.319967110856261,40.276161612191686,1,0.66725819577813505,687.88530465949827,null,null,null,"Cat Mes",14,50400,26.501713710322583,891.01002101287474,750.0197917485217,0.94615384615384612,0,0,51.120520372772518,35.7400693428078,40.276161612191686,43.319967110856261,39.957856330141212,35.289931830036394,39.957880234743008,43.319967110856261,40.276161612191686,0,0.66725819577813505,687.88530465949827,null,null,null,"Cat Mes",14,50400,26.501713710322583,891.01002101287474,0,0.94615384615384612,0,0,51.120520372772518,35.7400693428078,40.276161612191686,43.319967110856261,39.957856330141212,35.289931830036394,39.957880234743008,43.319967110856261,40.276161612191686,1,0.66725819577813505,687.88530465949827,null,null,null,"Cat Mes",14,50400,26.501713710322583,891.01002101287474,0,0.94615384615384612,0,0,51.120520372772518,35.7400693428078,40.276161612191686,43.319967110856261,39.957856330141212,35.289931830036394,39.957880234743008,43.319967110856261,40.276161612191686,0,0.66725819577813505,687.88530465949827,null,null,null,"Cat Mes",14,50400,26.501713710322583,891.01002101287474,732.68934524844133,0.94615384615384612,0,0,51.120520372772518,35.7400693428078,40.276161612191686,43.319967110856261,39.957856330141212,35.289931830036394,39.957880234743008,43.319967110856261,40.276161612191686,1,0.66725819577813505,687.88530465949827,null,null,null,"Cat Mes",14,50400,26.501713710322583,891.01002101287474,732.68934524844133,0.94615384615384612,0,0,51.120520372772518,35.7400693428078,40.276161612191686,43.319967110856261,39.957856330141212,35.289931830036394,39.957880234743008,43.319967110856261,40.276161612191686,0,0.66725819577813505,687.88530465949827,null,null,null,"Cat Mes",14,50400,26.501713710322583,891.01002101287474,750.0197917485217,0.94615384615384612,0,0,51.120520372772518,35.7400693428078,40.276161612191686,43.319967110856261,39.957856330141212,35.289931830036394,39.957880234743008,43.319967110856261,40.276161612191686,1,0.66725819577813505,687.88530465949827,null,null,null,"Cat Mes",14,50400,26.501713710322583,891.01002101287474,750.0197917485217,0.94615384615384612,0,0,51.120520372772518,35.7400693428078,40.276161612191686,43.319967110856261,39.957856330141212,35.289931830036394,39.957880234743008,43.319967110856261,40.276161612191686,0,0.66725819577813505,687.88530465949827]
[null,"v",15,54000,26.599778226451612,759.17910316770224,536.28482833755925,0.94615384615384612,0,0,37.158133697672355,33.648886181959817,37.110043705555981,39.432547234236893,36.8671684163549,33.30541943868009,36.86718665619383,39.432547234236893,37.110043705555981,1,0.66997606433476342,524.87455197132613,null,null,null,"v",15,54000,26.599778226451612,759.17910316770224,536.28482833755925,0.94615384615384612,0,0,37.158133697672355,33.648886181959817,37.110043705555981,39.432547234236893,36.8671684163549,33.30541943868009,36.86718665619383,39.432547234236893,37.110043705555981,0,0.66997606433476342,524.87455197132613,null,null,null,"v",15,54000,26.599778226451612,759.17910316770224,536.28482833755925,0.94615384615384612,0,0,44.506377425270927,33.648886181959817,37.110043705555981,39.432547234236893,36.8671684163549,33.30541943868009,36.86718665619383,39.432547234236893,37.110043705555981,1,0.66725819577813505,524.87455197132613,null,null,null,"v",15,54000,26.599778226451612,759.17910316770224,536.28482833755925,0.94615384615384612,0,0,44.506377425270927,33.648886181959817,37.110043705555981,39.432547234236893,36.8671684163549,33.30541943868009,36.86718665619383,39.432547234236893,37.110043705555981,0,0.66725819577813505,524.87455197132613,null,null,null,"v",15,54000,26.599778226451612,759.17910316770224,0,0.94615384615384612,0,0,44.506377425270927,33.648886181959817,37.110043705555981,39.432547234236893,36.8671684163549,33.30541943868009,36.86718665619383,39.432547234236893,37.110043705555981,1,0.66725819577813505,524.87455197132613,null,null,null,"v",15,54000,26.599778226451612,759.17910316770224,0,0.94615384615384612,0,0,44.506377425270927,33.648886181959817,37.110043705555981,39.432547234236893,36.8671684163549,33.30541943868009,36.86718665619383,39.432547234236893,37.110043705555981,0,0.66725819577813505,524.87455197132613,null,null,null,"v",15,54000,26.599778226451612,759.17910316770224,523.89308130826873,0.94615384615384612,0,0,44.506377425270927,33.648886181959817,37.110043705555981,39.432547234236893,36.8671684163549,33.30541943868009,36.86718665619383,39.432547234236893,37.110043705555981,1,0.66725819577813505,524.87455197132613,null,null,null,"v",15,54000,26.599778226451612,759.17910316770224,523.89308130826873,0.94615384615384612,0,0,44.506377425270927,33.648886181959817,37.110043705555981,39.432547234236893,36.8671684163549,33.30541943868009,36.86718665619383,39.432547234236893,37.110043705555981,0,0.66725819577813505,524.87455197132613,null,null,null,"v",15,54000,26.599778226451612,759.17910316770224,536.28482833755925,0.94615384615384612,0,0,44.506377425270927,33.648886181959817,37.110043705555981,39.432547234236893,36.8671684163549,33.30541943868009,36.86718665619383,39.432547234236893,37.110043705555981,1,0.66725819577813505,524.87455197132613,null,null,null,"v",15,54000,26.599778226451612,759.17910316770224,536.28482833755925,0.94615384615384612,0,0,44.506377425270927,33.648886181959817,37.110043705555981,39.432547234236893,36.8671684163549,33.30541943868009,36.86718665619383,39.432547234236893,37.110043705555981,0,0.66725819577813505,524.87455197132613]
[null,null,16,57600,25.423004032903233,616.48099732222363,0,1.1353846153846152,0,0,32.158146347893748,30.582754659446014,33.116225534577623,34.816233409743603,32.938447589689176,30.331346572774656,32.938460940743091,34.816233409743603,33.116225534577623,1,3.669976064334763,384.19354838709677,null,null,null,null,16,57600,25.423004032903233,616.48099732222363,0,1.1353846153846152,0,0,32.158146347893748,30.582754659446014,33.116225534577623,34.816233409743603,32.938447589689176,30.331346572774656,32.938460940743091,34.816233409743603,33.116225534577623,0,3.669976064334763,384.19354838709677,null,null,null,null,16,57600,25.423004032903233,616.48099732222363,0,1.1353846153846152,0,0,37.536856025313099,30.582754659446014,33.116225534577623,34.816233409743603,32.938447589689176,30.331346572774656,32.938460940743091,34.816233409743603,33.116225534577623,1,3.6672581957781349,384.19354838709677,null,null,null,null,16,57600,25.423004032903233,616.48099732222363,0,1.1353846153846152,0,0,37.536856025313099,30.582754659446014,33.116225534577623,34.816233409743603,32.938447589689176,30.331346572774656,32.938460940743091,34.816233409743603,33.116225534577623,0,3.6672581957781349,384.19354838709677,null,null,null,null,16,57600,25.423004032903233,616.48099732222363,0,1.1353846153846152,0,0,37.536856025313099,30.582754659446014,33.116225534577623,34.816233409743603,32.938447589689176,30.331346572774656,32.938460940743091,34.816233409743603,33.116225534577623,1,3.6672581957781349,384.19354838709677,null,null,null,null,16,57600,25.423004032903233,616.48099732222363,0,1.1353846153846152,0,0,37.536856025313099,30.582754659446014,33.116225534577623,34.816233409743603,32.938447589689176,30.331346572774656,32.938460940743091,34.816233409743603,33.116225534577623,0,3.6672581957781349,384.19354838709677,null,null,null,null,16,57600,25.423004032903233,616.48099732222363,356.52406455808364,1.1353846153846152,0,0,37.536856025313099,30.582754659446014,33.116225534577623,34.816233409743603,32.938447589689176,30.331346572774656,32.938460940743091,34.816233409743603,33.116225534577623,1,3.6672581957781349,384.19354838709677,null,null,null,null,16,57600,25.423004032903233,616.48099732222363,356.52406455808364,1.1353846153846152,0,0,37.536856025313099,30.582754659446014,33.116225534577623,34.816233409743603,32.938447589689176,30.331346572774656,32.938460940743091,34.816233409743603,33.116225534577623,0,3.6672581957781349,384.19354838709677,null,null,null,null,16,57600,25.423004032903233,616.48099732222363,0,1.1353846153846152,0,0,37.536856025313099,30.582754659446014,33.116225534577623,34.816233409743603,32.938447589689176,30.331346572774656,32.938460940743091,34.816233409743603,33.116225534577623,1,3.6672581957781349,384.19354838709677,null,null,null,null,16,57600,25.423004032903233,616.48099732222363,0,1.1353846153846152,0,0,37.536856025313099,30.582754659446014,33.116225534577623,34.816233409743603,32.938447589689176,30.331346572774656,32.938460940743091,34.816233409743603,33.116225534577623,0,3.6672581957781349,384.19354838709677]
[null,null,17,61200,23.982681452258063,405.86296647483437,0,1.8923076923076922,0,0,25.46151446933586,26.544866604551242,27.802916058847984,28.64709153394265,27.714636596570255,26.420024511694635,27.714643226323236,28.64709153394265,27.802916058847984,1,3.669976064334763,190.77956989247312,null,null,null,null,17,61200,23.982681452258063,405.86296647483437,0,1.8923076923076922,0,0,25.46151446933586,26.544866604551242,27.802916058847984,28.64709153394265,27.714636596570255,26.420024511694635,27.714643226323236,28.64709153394265,27.802916058847984,0,3.669976064334763,190.77956989247312,null,null,null,null,17,61200,23.982681452258063,405.86296647483437,0,1.8923076923076922,0,0,28.132428447830485,26.544866604551242,27.802916058847984,28.64709153394265,27.714636596570255,26.420024511694635,27.714643226323236,28.64709153394265,27.802916058847984,1,3.6672581957781349,190.77956989247312,null,null,null,null,17,61200,23.982681452258063,405.86296647483437,0,1.8923076923076922,0,0,28.132428447830485,26.544866604551242,27.802916058847984,28.64709153394265,27.714636596570255,26.420024511694635,27.714643226323236,28.64709153394265,27.802916058847984,0,3.6672581957781349,190.77956989247312,null,null,null,null,17,61200,23.982681452258063,405.86296647483437,0,1.8923076923076922,0,0,28.132428447830485,26.544866604551242,27.802916058847984,28.64709153394265,27.714636596570255,26.420024511694635,27.714643226323236,28.64709153394265,27.802916058847984,1,3.6672581957781349,190.77956989247312,null,null,null,null,17,61200,23.982681452258063,405.86296647483437,0,1.8923076923076922,0,0,28.132428447830485,26.544866604551242,27.802916058847984,28.64709153394265,27.714636596570255,26.420024511694635,27.714643226323236,28.64709153394265,27.802916058847984,0,3.6672581957781349,190.77956989247312,null,null,null,null,17,61200,23.982681452258063,405.86296647483437,132.81692973215348,1.8923076923076922,0,0,28.132428447830485,26.544866604551242,27.802916058847984,28.64709153394265,27.714636596570255,26.420024511694635,27.714643226323236,28.64709153394265,27.802916058847984,1,3.6672581957781349,190.77956989247312,null,null,null,null,17,61200,23.982681452258063,405.86296647483437,132.81692973215348,1.8923076923076922,0,0,28.132428447830485,26.544866604551242,27.802916058847984,28.64709153394265,27.714636596570255,26.420024511694635,27.714643226323236,28.64709153394265,27.802916058847984,0,3.6672581957781349,190.77956989247312,null,null,null,null,17,61200,23.982681452258063,405.86296647483437,0,1.8923076923076922,0,0,28.132428447830485,26.544866604551242,27.802916058847984,28.64709153394265,27.714636596570255,26.420024511694635,27.714643226323236,28.64709153394265,27.802916058847984,1,3.6672581957781349,190.77956989247312,null,null,null,null,17,61200,23.982681452258063,405.86296647483437,0,1.8923076923076922,0,0,28.132428447830485,26.544866604551242,27.802916058847984,28.64709153394265,27.714636596570255,26.420024511694635,27.714643226323236,28.64709153394265,27.802916058847984,0,3.6672581957781349,190.77956989247312]
[null,null,18,64800,22.183810484516126,132.89113130861713,0,1.8923076923076922,0,0,19.579354444035417,22.728113872981773,22.995370351389745,23.1747046087686,22.976616511368977,22.70159277082638,22.976617919775006,23.1747046087686,22.995370351389745,1,3.669976064334763,40.528673835125467,null,null,null,null,18,64800,22.183810484516126,132.89113130861713,0,1.8923076923076922,0,0,19.579354444035417,22.728113872981773,22.995370351389745,23.1747046087686,22.976616511368977,22.70159277082638,22.976617919775006,23.1747046087686,22.995370351389745,0,3.669976064334763,40.528673835125467,null,null,null,null,18,64800,22.183810484516126,132.89113130861713,0,1.8923076923076922,0,0,20.146755877727173,22.728113872981773,22.995370351389745,23.1747046087686,22.976616511368977,22.70159277082638,22.976617919775006,23.1747046087686,22.995370351389745,1,3.6672581957781349,40.528673835125467,null,null,null,null,18,64800,22.183810484516126,132.89113130861713,0,1.8923076923076922,0,0,20.146755877727173,22.728113872981773,22.995370351389745,23.1747046087686,22.976616511368977,22.70159277082638,22.976617919775006,23.1747046087686,22.995370351389745,0,3.6672581957781349,40.528673835125467,null,null,null,null,18,64800,22.183810484516126,132.89113130861713,0,1.8923076923076922,0,0,20.146755877727173,22.728113872981773,22.995370351389745,23.1747046087686,22.976616511368977,22.70159277082638,22.976617919775006,23.1747046087686,22.995370351389745,1,3.6672581957781349,40.528673835125467,null,null,null,null,18,64800,22.183810484516126,132.89113130861713,0,1.8923076923076922,0,0,20.146755877727173,22.728113872981773,22.995370351389745,23.1747046087686,22.976616511368977,22.70159277082638,22.976617919775006,23.1747046087686,22.995370351389745,0,3.6672581957781349,40.528673835125467,null,null,null,null,18,64800,22.183810484516126,132.89113130861713,7.5215427522246348,1.8923076923076922,0,0,20.146755877727173,22.728113872981773,22.995370351389745,23.1747046087686,22.976616511368977,22.70159277082638,22.976617919775006,23.1747046087686,22.995370351389745,1,3.6672581957781349,40.528673835125467,null,null,null,null,18,64800,22.183810484516126,132.89113130861713,7.5215427522246348,1.8923076923076922,0,0,20.146755877727173,22.728113872981773,22.995370351389745,23.1747046087686,22.976616511368977,22.70159277082638,22.976617919775006,23.1747046087686,22.995370351389745,0,3.6672581957781349,40.528673835125467,null,null,null,null,18,64800,22.183810484516126,132.89113130861713,0,1.8923076923076922,0,0,20.146755877727173,22.728113872981773,22.995370351389745,23.1747046087686,22.976616511368977,22.70159277082638,22.976617919775006,23.1747046087686,22.995370351389745,1,3.6672581957781349,40.528673835125467,null,null,null,null,18,64800,22.183810484516126,132.89113130861713,0,1.8923076923076922,0,0,20.146755877727173,22.728113872981773,22.995370351389745,23.1747046087686,22.976616511368977,22.70159277082638,22.976617919775006,23.1747046087686,22.995370351389745,0,3.6672581957781349,40.528673835125467]
[null,null,19,68400,20.369616936129027,0.53010673172223244,0,2.8384615384615381,1.5,0,16.667874368134086,20.371662737058479,20.372667238524972,20.373341278404574,20.372596750954695,20.37156305571056,20.372596756248285,20.373341278404574,20.372667238524972,1,0.66997606433476342,0.15232974910394262,null,null,null,null,19,68400,20.369616936129027,0.53010673172223244,0,2.8384615384615381,1.5,0,16.667874368134086,20.371662737058479,20.372667238524972,20.373341278404574,20.372596750954695,20.37156305571056,20.372596756248285,20.373341278404574,20.372667238524972,0,0.66997606433476342,0.15232974910394262,null,null,null,null,19,68400,20.369616936129027,0.53010673172223244,0,2.8384615384615381,1.5,0,16.670006984621541,20.371662737058479,20.372667238524972,20.373341278404574,20.372596750954695,20.37156305571056,20.372596756248285,20.373341278404574,20.372667238524972,1,0.66725819577813505,0.15232974910394262,null,null,null,null,19,68400,20.369616936129027,0.53010673172223244,0,2.8384615384615381,1.5,0,16.670006984621541,20.371662737058479,20.372667238524972,20.373341278404574,20.372596750954695,20.37156305571056,20.372596756248285,20.373341278404574,20.372667238524972,0,0.66725819577813505,0.15232974910394262,null,null,null,null,19,68400,20.369616936129027,0.53010673172223244,0,2.8384615384615381,1.5,0,16.670006984621541,20.371662737058479,20.372667238524972,20.373341278404574,20.372596750954695,20.37156305571056,20.372596756248285,20.373341278404574,20.372667238524972,1,0.66725819577813505,0.15232974910394262,null,null,null,null,19,68400,20.369616936129027,0.53010673172223244,0,2.8384615384615381,1.5,0,16.670006984621541,20.371662737058479,20.372667238524972,20.373341278404574,20.372596750954695,20.37156305571056,20.372596756248285,20.373341278404574,20.372667238524972,0,0.66725819577813505,0.15232974910394262,null,null,null,null,19,68400,20.369616936129027,0.53010673172223244,1.4690513187938672E-2,2.8384615384615381,1.5,0,16.670006984621541,20.371662737058479,20.372667238524972,20.373341278404574,20.372596750954695,20.37156305571056,20.372596756248285,20.373341278404574,20.372667238524972,1,0.66725819577813505,0.15232974910394262,null,null,null,null,19,68400,20.369616936129027,0.53010673172223244,1.4690513187938672E-2,2.8384615384615381,1.5,0,16.670006984621541,20.371662737058479,20.372667238524972,20.373341278404574,20.372596750954695,20.37156305571056,20.372596756248285,20.373341278404574,20.372667238524972,0,0.66725819577813505,0.15232974910394262,null,null,null,null,19,68400,20.369616936129027,0.53010673172223244,0,2.8384615384615381,1.5,0,16.670006984621541,20.371662737058479,20.372667238524972,20.373341278404574,20.372596750954695,20.37156305571056,20.372596756248285,20.373341278404574,20.372667238524972,1,0.66725819577813505,0.15232974910394262,null,null,null,null,19,68400,20.369616936129027,0.53010673172223244,0,2.8384615384615381,1.5,0,16.670006984621541,20.371662737058479,20.372667238524972,20.373341278404574,20.372596750954695,20.37156305571056,20.372596756248285,20.373341278404574,20.372667238524972,0,0.66725819577813505,0.15232974910394262]
[null,null,20,72000,18.929294355483869,0,0,3.4061538461538463,1.5,0,15.223412002542691,18.929294355483869,18.929294355483869,18.929294355483869,18.929294355483869,18.929294355483869,18.929294355483869,18.929294355483869,18.929294355483869,1,0.66997606433476342,0,null,null,null,null,20,72000,18.929294355483869,0,0,3.4061538461538463,1.5,0,15.223412002542691,18.929294355483869,18.929294355483869,18.929294355483869,18.929294355483869,18.929294355483869,18.929294355483869,18.929294355483869,18.929294355483869,0,0.66997606433476342,0,null,null,null,null,20,72000,18.929294355483869,0,0,3.4061538461538463,1.5,0,15.223412002542691,18.929294355483869,18.929294355483869,18.929294355483869,18.929294355483869,18.929294355483869,18.929294355483869,18.929294355483869,18.929294355483869,1,0.66725819577813505,0,null,null,null,null,20,72000,18.929294355483869,0,0,3.4061538461538463,1.5,0,15.223412002542691,18.929294355483869,18.929294355483869,18.929294355483869,18.929294355483869,18.929294355483869,18.929294355483869,18.929294355483869,18.929294355483869,0,0.66725819577813505,0,null,null,null,null,20,72000,18.929294355483869,0,0,3.4061538461538463,1.5,0,15.223412002542691,18.929294355483869,18.929294355483869,18.929294355483869,18.929294355483869,18.929294355483869,18.929294355483869,18.929294355483869,18.929294355483869,1,0.66725819577813505,0,null,null,null,null,20,72000,18.929294355483869,0,0,3.4061538461538463,1.5,0,15.223412002542691,18.929294355483869,18.929294355483869,18.929294355483869,18.929294355483869,18.929294355483869,18.929294355483869,18.929294355483869,18.929294355483869,0,0.66725819577813505,0,null,null,null,null,20,72000,18.929294355483869,0,0,3.4061538461538463,1.5,0,15.223412002542691,18.929294355483869,18.929294355483869,18.929294355483869,18.929294355483869,18.929294355483869,18.929294355483869,18.929294355483869,18.929294355483869,1,0.66725819577813505,0,null,null,null,null,20,72000,18.929294355483869,0,0,3.4061538461538463,1.5,0,15.223412002542691,18.929294355483869,18.929294355483869,18.929294355483869,18.929294355483869,18.929294355483869,18.929294355483869,18.929294355483869,18.929294355483869,0,0.66725819577813505,0,null,null,null,null,20,72000,18.929294355483869,0,0,3.4061538461538463,1.5,0,15.223412002542691,18.929294355483869,18.929294355483869,18.929294355483869,18.929294355483869,18.929294355483869,18.929294355483869,18.929294355483869,18.929294355483869,1,0.66725819577813505,0,null,null,null,null,20,72000,18.929294355483869,0,0,3.4061538461538463,1.5,0,15.223412002542691,18.929294355483869,18.929294355483869,18.929294355483869,18.929294355483869,18.929294355483869,18.929294355483869,18.929294355483869,18.929294355483869,0,0.66725819577813505,0]
[null,null,21,75600,17.682036290967741,0,0,3.7846153846153845,1.5,0,13.976153938026563,17.682036290967741,17.682036290967741,17.682036290967741,17.682036290967741,17.682036290967741,17.682036290967741,17.682036290967741,17.682036290967741,1,0.66997606433476342,0,null,null,null,null,21,75600,17.682036290967741,0,0,3.7846153846153845,1.5,0,13.976153938026563,17.682036290967741,17.682036290967741,17.682036290967741,17.682036290967741,17.682036290967741,17.682036290967741,17.682036290967741,17.682036290967741,0,0.66997606433476342,0,null,null,null,null,21,75600,17.682036290967741,0,0,3.7846153846153845,1.5,0,13.976153938026563,17.682036290967741,17.682036290967741,17.682036290967741,17.682036290967741,17.682036290967741,17.682036290967741,17.682036290967741,17.682036290967741,1,0.66725819577813505,0,null,null,null,null,21,75600,17.682036290967741,0,0,3.7846153846153845,1.5,0,13.976153938026563,17.682036290967741,17.682036290967741,17.682036290967741,17.682036290967741,17.682036290967741,17.682036290967741,17.682036290967741,17.682036290967741,0,0.66725819577813505,0,null,null,null,null,21,75600,17.682036290967741,0,0,3.7846153846153845,1.5,0,13.976153938026563,17.682036290967741,17.682036290967741,17.682036290967741,17.682036290967741,17.682036290967741,17.682036290967741,17.682036290967741,17.682036290967741,1,0.66725819577813505,0,null,null,null,null,21,75600,17.682036290967741,0,0,3.7846153846153845,1.5,0,13.976153938026563,17.682036290967741,17.682036290967741,17.682036290967741,17.682036290967741,17.682036290967741,17.682036290967741,17.682036290967741,17.682036290967741,0,0.66725819577813505,0,null,null,null,null,21,75600,17.682036290967741,0,0,3.7846153846153845,1.5,0,13.976153938026563,17.682036290967741,17.682036290967741,17.682036290967741,17.682036290967741,17.682036290967741,17.682036290967741,17.682036290967741,17.682036290967741,1,0.66725819577813505,0,null,null,null,null,21,75600,17.682036290967741,0,0,3.7846153846153845,1.5,0,13.976153938026563,17.682036290967741,17.682036290967741,17.682036290967741,17.682036290967741,17.682036290967741,17.682036290967741,17.682036290967741,17.682036290967741,0,0.66725819577813505,0,null,null,null,null,21,75600,17.682036290967741,0,0,3.7846153846153845,1.5,0,13.976153938026563,17.682036290967741,17.682036290967741,17.682036290967741,17.682036290967741,17.682036290967741,17.682036290967741,17.682036290967741,17.682036290967741,1,0.66725819577813505,0,null,null,null,null,21,75600,17.682036290967741,0,0,3.7846153846153845,1.5,0,13.976153938026563,17.682036290967741,17.682036290967741,17.682036290967741,17.682036290967741,17.682036290967741,17.682036290967741,17.682036290967741,17.682036290967741,0,0.66725819577813505,0]
[null,null,22,79200,16.615584678064518,0,0,3.1538461538461537,0,0,12.909702325123341,16.615584678064518,16.615584678064518,16.615584678064518,16.615584678064518,16.615584678064518,16.615584678064518,16.615584678064518,16.615584678064518,2,3.6699760643347634,0,null,null,null,null,22,79200,16.615584678064518,0,0,3.1538461538461537,0,0,12.909702325123341,16.615584678064518,16.615584678064518,16.615584678064518,16.615584678064518,16.615584678064518,16.615584678064518,16.615584678064518,16.615584678064518,0,3.6699760643347634,0,null,null,null,null,22,79200,16.615584678064518,0,0,3.1538461538461537,0,0,12.909702325123341,16.615584678064518,16.615584678064518,16.615584678064518,16.615584678064518,16.615584678064518,16.615584678064518,16.615584678064518,16.615584678064518,2,3.6672581957781349,0,null,null,null,null,22,79200,16.615584678064518,0,0,3.1538461538461537,0,0,12.909702325123341,16.615584678064518,16.615584678064518,16.615584678064518,16.615584678064518,16.615584678064518,16.615584678064518,16.615584678064518,16.615584678064518,0,3.6672581957781349,0,null,null,null,null,22,79200,16.615584678064518,0,0,3.1538461538461537,0,0,12.909702325123341,16.615584678064518,16.615584678064518,16.615584678064518,16.615584678064518,16.615584678064518,16.615584678064518,16.615584678064518,16.615584678064518,2,3.6672581957781349,0,null,null,null,null,22,79200,16.615584678064518,0,0,3.1538461538461537,0,0,12.909702325123341,16.615584678064518,16.615584678064518,16.615584678064518,16.615584678064518,16.615584678064518,16.615584678064518,16.615584678064518,16.615584678064518,0,3.6672581957781349,0,null,null,null,null,22,79200,16.615584678064518,0,0,3.1538461538461537,0,0,12.909702325123341,16.615584678064518,16.615584678064518,16.615584678064518,16.615584678064518,16.615584678064518,16.615584678064518,16.615584678064518,16.615584678064518,2,3.6672581957781349,0,null,null,null,null,22,79200,16.615584678064518,0,0,3.1538461538461537,0,0,12.909702325123341,16.615584678064518,16.615584678064518,16.615584678064518,16.615584678064518,16.615584678064518,16.615584678064518,16.615584678064518,16.615584678064518,0,3.6672581957781349,0,null,null,null,null,22,79200,16.615584678064518,0,0,3.1538461538461537,0,0,12.909702325123341,16.615584678064518,16.615584678064518,16.615584678064518,16.615584678064518,16.615584678064518,16.615584678064518,16.615584678064518,16.615584678064518,2,3.6672581957781349,0,null,null,null,null,22,79200,16.615584678064518,0,0,3.1538461538461537,0,0,12.909702325123341,16.615584678064518,16.615584678064518,16.615584678064518,16.615584678064518,16.615584678064518,16.615584678064518,16.615584678064518,16.615584678064518,0,3.6672581957781349,0]
[null,null,23,82800,15.500100807096771,0,0,3.1538461538461537,0,0,11.794218454155594,15.500100807096771,15.500100807096771,15.500100807096771,15.500100807096771,15.500100807096771,15.500100807096771,15.500100807096771,15.500100807096771,2,3.6699760643347634,0,null,null,null,null,23,82800,15.500100807096771,0,0,3.1538461538461537,0,0,11.794218454155594,15.500100807096771,15.500100807096771,15.500100807096771,15.500100807096771,15.500100807096771,15.500100807096771,15.500100807096771,15.500100807096771,0,3.6699760643347634,0,null,null,null,null,23,82800,15.500100807096771,0,0,3.1538461538461537,0,0,11.794218454155594,15.500100807096771,15.500100807096771,15.500100807096771,15.500100807096771,15.500100807096771,15.500100807096771,15.500100807096771,15.500100807096771,2,3.6672581957781349,0,null,null,null,null,23,82800,15.500100807096771,0,0,3.1538461538461537,0,0,11.794218454155594,15.500100807096771,15.500100807096771,15.500100807096771,15.500100807096771,15.500100807096771,15.500100807096771,15.500100807096771,15.500100807096771,0,3.6672581957781349,0,null,null,null,null,23,82800,15.500100807096771,0,0,3.1538461538461537,0,0,11.794218454155594,15.500100807096771,15.500100807096771,15.500100807096771,15.500100807096771,15.500100807096771,15.500100807096771,15.500100807096771,15.500100807096771,2,3.6672581957781349,0,null,null,null,null,23,82800,15.500100807096771,0,0,3.1538461538461537,0,0,11.794218454155594,15.500100807096771,15.500100807096771,15.500100807096771,15.500100807096771,15.500100807096771,15.500100807096771,15.500100807096771,15.500100807096771,0,3.6672581957781349,0,null,null,null,null,23,82800,15.500100807096771,0,0,3.1538461538461537,0,0,11.794218454155594,15.500100807096771,15.500100807096771,15.500100807096771,15.500100807096771,15.500100807096771,15.500100807096771,15.500100807096771,15.500100807096771,2,3.6672581957781349,0,null,null,null,null,23,82800,15.500100807096771,0,0,3.1538461538461537,0,0,11.794218454155594,15.500100807096771,15.500100807096771,15.500100807096771,15.500100807096771,15.500100807096771,15.500100807096771,15.500100807096771,15.500100807096771,0,3.6672581957781349,0,null,null,null,null,23,82800,15.500100807096771,0,0,3.1538461538461537,0,0,11.794218454155594,15.500100807096771,15.500100807096771,15.500100807096771,15.500100807096771,15.500100807096771,15.500100807096771,15.500100807096771,15.500100807096771,2,3.6672581957781349,0,null,null,null,null,23,82800,15.500100807096771,0,0,3.1538461538461537,0,0,11.794218454155594,15.500100807096771,15.500100807096771,15.500100807096771,15.500100807096771,15.500100807096771,15.500100807096771,15.500100807096771,15.500100807096771,0,3.6672581957781349,0]
[null,null,24,86400,14.779939516774194,0,0,3.1538461538461537,0,0,11.074057163833018,14.779939516774194,14.779939516774194,14.779939516774194,14.779939516774194,14.779939516774194,14.779939516774194,14.779939516774194,14.779939516774194,2,0.66997606433476342,0,null,null,null,null,24,86400,14.779939516774194,0,0,3.1538461538461537,0,0,11.074057163833018,14.779939516774194,14.779939516774194,14.779939516774194,14.779939516774194,14.779939516774194,14.779939516774194,14.779939516774194,14.779939516774194,0,0.66997606433476342,0,null,null,null,null,24,86400,14.779939516774194,0,0,3.1538461538461537,0,0,11.074057163833018,14.779939516774194,14.779939516774194,14.779939516774194,14.779939516774194,14.779939516774194,14.779939516774194,14.779939516774194,14.779939516774194,2,0.66725819577813505,0,null,null,null,null,24,86400,14.779939516774194,0,0,3.1538461538461537,0,0,11.074057163833018,14.779939516774194,14.779939516774194,14.779939516774194,14.779939516774194,14.779939516774194,14.779939516774194,14.779939516774194,14.779939516774194,0,0.66725819577813505,0,null,null,null,null,24,86400,14.779939516774194,0,0,3.1538461538461537,0,0,11.074057163833018,14.779939516774194,14.779939516774194,14.779939516774194,14.779939516774194,14.779939516774194,14.779939516774194,14.779939516774194,14.779939516774194,2,0.66725819577813505,0,null,null,null,null,24,86400,14.779939516774194,0,0,3.1538461538461537,0,0,11.074057163833018,14.779939516774194,14.779939516774194,14.779939516774194,14.779939516774194,14.779939516774194,14.779939516774194,14.779939516774194,14.779939516774194,0,0.66725819577813505,0,null,null,null,null,24,86400,14.779939516774194,0,0,3.1538461538461537,0,0,11.074057163833018,14.779939516774194,14.779939516774194,14.779939516774194,14.779939516774194,14.779939516774194,14.779939516774194,14.779939516774194,14.779939516774194,2,0.66725819577813505,0,null,null,null,null,24,86400,14.779939516774194,0,0,3.1538461538461537,0,0,11.074057163833018,14.779939516774194,14.779939516774194,14.779939516774194,14.779939516774194,14.779939516774194,14.779939516774194,14.779939516774194,14.779939516774194,0,0.66725819577813505,0,null,null,null,null,24,86400,14.779939516774194,0,0,3.1538461538461537,0,0,11.074057163833018,14.779939516774194,14.779939516774194,14.779939516774194,14.779939516774194,14.779939516774194,14.779939516774194,14.779939516774194,14.779939516774194,2,0.66725819577813505,0,null,null,null,null,24,86400,14.779939516774194,0,0,3.1538461538461537,0,0,11.074057163833018,14.779939516774194,14.779939516774194,14.779939516774194,14.779939516774194,14.779939516774194,14.779939516774194,14.779939516774194,14.779939516774194,0,0.66725819577813505,0]
[null,null,null,"Valor Variable",null,null,null,null,null,null,null,null,null,null,null,null,null,null,null,null,null,null,null,null,null,null,null,"Valor Variable",null,null,null,null,null,null,null,null,null,null,null,null,null,null,null,null,null,null,null,null,null,null,null,"Valor Variable",null,null,null,null,null,null,null,null,null,null,null,null,null,null,null,null,null,null,null,null,null,null,null,"Valor Variable",null,null,null,null,null,null,null,null,null,null,null,null,null,null,null,null,null,null,null,null,null,null,null,"Valor Variable",null,null,null,null,null,null,null,null,null,null,null,null,null,null,null,null,null,null,null,null,null,null,null,"Valor Variable",null,null,null,null,null,null,null,null,null,null,null,null,null,null,null,null,null,null,null,null,null,null,null,"Valor Variable",null,null,null,null,null,null,null,null,null,null,null,null,null,null,null,null,null,null,null,null,null,null,null,"Valor Variable",null,null,null,null,null,null,null,null,null,null,null,null,null,null,null,null,null,null,null,null,null,null,null,"Valor Variable",null,null,null,null,null,null,null,null,null,null,null,null,null,null,null,null,null,null,null,null,null,null,null,"Valor Variable"]
[]
[]
[]
[null,null,"Parámetros de operación",null,null,null,null,"DATOS RECINTO:",null,null,null,null,null,null,null,null,null,null,null,null,null,null,null,null,null,null,"Parámetros de operación",null,null,null,null,"DATOS RECINTO:",null,null,null,null,null,null,null,null,null,null,null,null,null,null,null,null,null,null,"Parámetros de operación",null,null,null,null,"DATOS RECINTO:",null,null,null,null,null,null,null,null,null,null,null,null,null,null,null,null,null,null,"Parámetros de operación",null,null,null,null,"DATOS RECINTO:",null,null,null,null,null,null,null,null,null,null,null,null,null,null,null,null,null,null,"Parámetros de operación",null,null,null,null,"DATOS RECINTO:",null,null,null,null,null,null,null,null,null,null,null,null,null,null,null,null,null,null,"Parámetros de operación",null,null,null,null,"DATOS RECINTO:",null,null,null,null,null,null,null,null,null,null,null,null,null,null,null,null,null,null,"Parámetros de operación",null,null,null,null,"DATOS RECINTO:",null,null,null,null,null,null,null,null,null,null,null,null,null,null,null,null,null,null,"Parámetros de operación",null,null,null,null,"DATOS RECINTO:",null,null,null,null,null,null,null,null,null,null,null,null,null,null,null,null,null,null,"Parámetros de operación",null,null,null,null,"DATOS RECINTO:",null,null,null,null,null,null,null,null,null,null,null,null,null,null,null,null,null,null,"Parámetros de operación",null,null,null,null,"DATOS RECINTO:"]
[]
[null,"Recup. de calor.","No","[ ]",null,null,"Elementos Opacos",null,null,null,"Elementos traslucidos",null,null,"Puentes térmicos",null,null,null,null,null,null,null,null,null,null,null,"Recup. de calor.","No","[ ]",null,null,"Elementos Opacos",null,null,null,"Elementos traslucidos",null,null,"Puentes térmicos",null,null,null,null,null,null,null,null,null,null,null,"Recup. de calor.","No","[ ]",null,null,"Elementos Opacos",null,null,null,"Elementos traslucidos",null,null,"Puentes térmicos",null,null,null,null,null,null,null,null,null,null,null,"Recup. de calor.","No","[ ]",null,null,"Elementos Opacos",null,null,null,"Elementos traslucidos",null,null,"Puentes térmicos",null,null,null,null,null,null,null,null,null,null,null,"Recup. de calor.","No","[ ]",null,null,"Elementos Opacos",null,null,null,"Elementos traslucidos",null,null,"Puentes térmicos",null,null,null,null,null,null,null,null,null,null,null,"Recup. de calor.","No","[ ]",null,null,"Elementos Opacos",null,null,null,"Elementos traslucidos",null,null,"Puentes térmicos",null,null,null,null,null,null,null,null,null,null,null,"Recup. de calor.","No","[ ]",null,null,"Elementos Opacos",null,null,null,"Elementos traslucidos",null,null,"Puentes térmicos",null,null,null,null,null,null,null,null,null,null,null,"Recup. de calor.","No","[ ]",null,null,"Elementos Opacos",null,null,null,"Elementos traslucidos",null,null,"Puentes térmicos",null,null,null,null,null,null,null,null,null,null,null,"Recup. de calor.","No","[ ]",null,null,"Elementos Opacos",null,null,null,"Elementos traslucidos",null,null,"Puentes térmicos",null,null,null,null,null,null,null,null,null,null,null,"Recup. de calor.","No","[ ]",null,null,"Elementos Opacos",null,null,null,"Elementos traslucidos",null,null,"Puentes térmicos"]
[null,"Eficiencia recup.",0,"[ ]",null,null,"Área total [m2]","Área Efectiva [m2]","U [W/Km²]",null,"Área [m2]","U [W/Km²]",null,"[W/K]",null,null,null,null,null,null,null,null,null,null,null,"Eficiencia recup.",0,"[ ]",null,null,"Área total [m2]","Área Efectiva [m2]","U [W/Km²]",null,"Área [m2]","U [W/Km²]",null,"[W/K]",null,null,null,null,null,null,null,null,null,null,null,"Eficiencia recup.",0,"[ ]",null,null,"Área total [m2]","Área Efectiva [m2]","U [W/Km²]",null,"Área [m2]","U [W/Km²]",null,"[W/K]",null,null,null,null,null,null,null,null,null,null,null,"Eficiencia recup.",0,"[ ]",null,null,"Área total [m2]","Área Efectiva [m2]","U [W/Km²]",null,"Área [m2]","U [W/Km²]",null,"[W/K]",null,null,null,null,null,null,null,null,null,null,null,"Eficiencia recup.",0,"[ ]",null,null,"Área total [m2]","Área Efectiva [m2]","U [W/Km²]",null,"Área [m2]","U [W/Km²]",null,"[W/K]",null,null,null,null,null,null,null,null,null,null,null,"Eficiencia recup.",0,"[ ]",null,null,"Área total [m2]","Área Efectiva [m2]","U [W/Km²]",null,"Área [m2]","U [W/Km²]",null,"[W/K]",null,null,null,null,null,null,null,null,null,null,null,"Eficiencia recup.",0,"[ ]",null,null,"Área total [m2]","Área Efectiva [m2]","U [W/Km²]",null,"Área [m2]","U [W/Km²]",null,"[W/K]",null,null,null,null,null,null,null,null,null,null,null,"Eficiencia recup.",0,"[ ]",null,null,"Área total [m2]","Área Efectiva [m2]","U [W/Km²]",null,"Área [m2]","U [W/Km²]",null,"[W/K]",null,null,null,null,null,null,null,null,null,null,null,"Eficiencia recup.",0,"[ ]",null,null,"Área total [m2]","Área Efectiva [m2]","U [W/Km²]",null,"Área [m2]","U [W/Km²]",null,"[W/K]",null,null,null,null,null,null,null,null,null,null,null,"Eficiencia recup.",0,"[ ]",null,null,"Área total [m2]","Área Efectiva [m2]","U [W/Km²]",null,"Área [m2]","U [W/Km²]",null,"[W/K]"]
[null,"Sistema de clima.","Si","[ ]",null,null,null,null,null,null,null,null,null,null,null,null,null,null,null,null,null,null,null,null,null,"Sistema de clima.","No","[ ]",null,null,null,null,null,null,null,null,null,null,null,null,null,null,null,null,null,null,null,null,null,"Sistema de clima.","Si","[ ]",null,null,null,null,null,null,null,null,null,null,null,null,null,null,null,null,null,null,null,null,null,"Sistema de clima.","No","[ ]",null,null,null,null,null,null,null,null,null,null,null,null,null,null,null,null,null,null,null,null,null,"Sistema de clima.","Si","[ ]",null,null,null,null,null,null,null,null,null,null,null,null,null,null,null,null,null,null,null,null,null,"Sistema de clima.","No","[ ]",null,null,null,null,null,null,null,null,null,null,null,null,null,null,null,null,null,null,null,null,null,"Sistema de clima.","Si","[ ]",null,null,null,null,null,null,null,null,null,null,null,null,null,null,null,null,null,null,null,null,null,"Sistema de clima.","No","[ ]",null,null,null,null,null,null,null,null,null,null,null,null,null,null,null,null,null,null,null,null,null,"Sistema de clima.","Si","[ ]",null,null,null,null,null,null,null,null,null,null,null,null,null,null,null,null,null,null,null,null,null,"Sistema de clima.","No","[ ]"]
[]
[null,null,null,null,null,"TECHO",130,130,0.47,null,0,0,null,null,null,null,null,null,null,null,null,null,null,null,null,null,null,null,null,"TECHO",130,130,0.47,null,0,0,null,null,null,null,null,null,null,null,null,null,null,null,null,null,null,null,null,"TECHO",130,130,0.47,null,0,0,null,null,null,null,null,null,null,null,null,null,null,null,null,null,null,null,null,"TECHO",130,130,0.47,null,0,0,null,null,null,null,null,null,null,null,null,null,null,null,null,null,null,null,null,"TECHO",130,130,0.47,null,0,0,null,null,null,null,null,null,null,null,null,null,null,null,null,null,null,null,null,"TECHO",130,130,0.47,null,0,0,null,null,null,null,null,null,null,null,null,null,null,null,null,null,null,null,null,"TECHO",130,130,0.47,null,0,0,null,null,null,null,null,null,null,null,null,null,null,null,null,null,null,null,null,"TECHO",130,130,0.47,null,0,0,null,null,null,null,null,null,null,null,null,null,null,null,null,null,null,null,null,"TECHO",130,130,0.47,null,0,0,null,null,null,null,null,null,null,null,null,null,null,null,null,null,null,null,null,"TECHO",130,130,0.47,null,0,0]
[null,null,null,null,null,"NORTE:",41.8,41.8,1.897935253588517,null,0,0,null,0,null,null,null,null,null,null,null,null,null,null,null,null,null,null,null,"NORTE:",41.8,41.8,1.897935253588517,null,0,0,null,0,null,null,null,null,null,null,null,null,null,null,null,null,null,null,null,"NORTE:",41.8,41.8,1.897935253588517,null,0,0,null,0,null,null,null,null,null,null,null,null,null,null,null,null,null,null,null,"NORTE:",41.8,41.8,1.897935253588517,null,0,0,null,0,null,null,null,null,null,null,null,null,null,null,null,null,null,null,null,"NORTE:",40,40,1.9,null,0,0,null,0,null,null,null,null,null,null,null,null,null,null,null,null,null,null,null,"NORTE:",40,40,1.9,null,0,0,null,0,null,null,null,null,null,null,null,null,null,null,null,null,null,null,null,"NORTE:",40,40,1.9,null,0,0,null,0,null,null,null,null,null,null,null,null,null,null,null,null,null,null,null,"NORTE:",40,40,1.9,null,0,0,null,0,null,null,null,null,null,null,null,null,null,null,null,null,null,null,null,"NORTE:",40,40,1.9,null,0,0,null,0,null,null,null,null,null,null,null,null,null,null,null,null,null,null,null,"NORTE:",40,40,1.9,null,0,0,null,0]
[null,null,null,null,null,"NOR-ESTE:",0.75000000000000011,0.75000000000000011,5.8,null,4.25,5.8,null,0,null,null,null,null,null,null,null,null,null,null,null,null,null,null,null,"NOR-ESTE:",0.75000000000000011,0.75000000000000011,5.8,null,4.25,5.8,null,0,null,null,null,null,null,null,null,null,null,null,null,null,null,null,null,"NOR-ESTE:",0.75000000000000011,0.75000000000000011,5.8,null,4.25,5.8,null,2.7600000000000002,null,null,null,null,null,null,null,null,null,null,null,null,null,null,null,"NOR-ESTE:",0.75000000000000011,0.75000000000000011,5.8,null,4.25,5.8,null,2.7600000000000002,null,null,null,null,null,null,null,null,null,null,null,null,null,null,null,"NOR-ESTE:",0,0,0,null,0,0,null,0,null,null,null,null,null,null,null,null,null,null,null,null,null,null,null,"NOR-ESTE:",0,0,0,null,0,0,null,0,null,null,null,null,null,null,null,null,null,null,null,null,null,null,null,"NOR-ESTE:",0,0,0,null,0,0,null,0,null,null,null,null,null,null,null,null,null,null,null,null,null,null,null,"NOR-ESTE:",0,0,0,null,0,0,null,0,null,null,null,null,null,null,null,null,null,null,null,null,null,null,null,"NOR-ESTE:",0,0,0,null,0,0,null,0,null,null,null,null,null,null,null,null,null,null,null,null,null,null,null,"NOR-ESTE:",0,0,0,null,0,0,null,0]
[null,null,null,null,null,"ESTE:",40,40,1.9,null,0,0,null,0,null,null,null,null,null,null,null,null,null,null,null,null,null,null,null,"ESTE:",40,40,1.9,null,0,0,null,0,null,null,null,null,null,null,null,null,null,null,null,null,null,null,null,"ESTE:",40,40,1.9,null,0,0,null,0,null,null,null,null,null,null,null,null,null,null,null,null,null,null,null,"ESTE:",40,40,1.9,null,0,0,null,0,null,null,null,null,null,null,null,null,null,null,null,null,null,null,null,"ESTE:",41.8,41.8,1.897935253588517,null,0,0,null,0,null,null,null,null,null,null,null,null,null,null,null,null,null,null,null,"ESTE:",41.8,41.8,1.897935253588517,null,0,0,null,0,null,null,null,null,null,null,null,null,null,null,null,null,null,null,null,"ESTE:",40,40,1.9,null,0,0,null,0,null,null,null,null,null,null,null,null,null,null,null,null,null,null,null,"ESTE:",40,40,1.9,null,0,0,null,0,null,null,null,null,null,null,null,null,null,null,null,null,null,null,null,"ESTE:",40,40,1.9,null,0,0,null,0,null,null,null,null,null,null,null,null,null,null,null,null,null,null,null,"ESTE:",40,40,1.9,null,0,0,null,0]
[null,null,null,null,null,"SUR-ESTE:",0,0,0,null,0,0,null,0,null,null,null,null,null,null,null,null,null,null,null,null,null,null,null,"SUR-ESTE:",0,0,0,null,0,0,null,0,null,null,null,null,null,null,null,null,null,null,null,null,null,null,null,"SUR-ESTE:",0,0,0,null,0,0,null,0,null,null,null,null,null,null,null,null,null,null,null,null,null,null,null,"SUR-ESTE:",0,0,0,null,0,0,null,0,null,null,null,null,null,null,null,null,null,null,null,null,null,null,null,"SUR-ESTE:",0.75000000000000011,0.75000000000000011,5.8,null,4.25,5.8,null,2.7600000000000002,null,null,null,null,null,null,null,null,null,null,null,null,null,null,null,"SUR-ESTE:",0.75000000000000011,0.75000000000000011,5.8,null,4.25,5.8,null,2.7600000000000002,null,null,null,null,null,null,null,null,null,null,null,null,null,null,null,"SUR-ESTE:",0,0,0,null,0,0,null,0,null,null,null,null,null,null,null,null,null,null,null,null,null,null,null,"SUR-ESTE:",0,0,0,null,0,0,null,0,null,null,null,null,null,null,null,null,null,null,null,null,null,null,null,"SUR-ESTE:",0,0,0,null,0,0,null,0,null,null,null,null,null,null,null,null,null,null,null,null,null,null,null,"SUR-ESTE:",0,0,0,null,0,0,null,0]
[null,null,null,null,null,"SUR:",40,40,1.9,null,0,0,null,0,null,null,null,null,null,null,null,null,null,null,null,null,null,null,null,"SUR:",40,40,1.9,null,0,0,null,0,null,null,null,null,null,null,null,null,null,null,null,null,null,null,null,"SUR:",40,40,1.9,null,0,0,null,0,null,null,null,null,null,null,null,null,null,null,null,null,null,null,null,"SUR:",40,40,1.9,null,0,0,null,0,null,null,null,null,null,null,null,null,null,null,null,null,null,null,null,"SUR:",40,40,1.9,null,0,0,null,0,null,null,null,null,null,null,null,null,null,null,null,null,null,null,null,"SUR:",40,40,1.9,null,0,0,null,0,null,null,null,null,null,null,null,null,null,null,null,null,null,null,null,"SUR:",41.8,41.8,1.897935253588517,null,0,0,null,0,null,null,null,null,null,null,null,null,null,null,null,null,null,null,null,"SUR:",41.8,41.8,1.897935253588517,null,0,0,null,0,null,null,null,null,null,null,null,null,null,null,null,null,null,null,null,"SUR:",40,40,1.9,null,0,0,null,0,null,null,null,null,null,null,null,null,null,null,null,null,null,null,null,"SUR:",40,40,1.9,null,0,0,null,0]
[null,null,null,null,null,"SUR-OESTE:",0,0,0,null,0,0,null,0,null,null,null,null,null,null,null,null,null,null,null,null,null,null,null,"SUR-OESTE:",0,0,0,null,0,0,null,0,null,null,null,null,null,null,null,null,null,null,null,null,null,null,null,"SUR-OESTE:",0,0,0,null,0,0,null,0,null,null,null,null,null,null,null,null,null,null,null,null,null,null,null,"SUR-OESTE:",0,0,0,null,0,0,null,0,null,null,null,null,null,null,null,null,null,null,null,null,null,null,null,"SUR-OESTE:",0,0,0,null,0,0,null,0,null,null,null,null,null,null,null,null,null,null,null,null,null,null,null,"SUR-OESTE:",0,0,0,null,0,0,null,0,null,null,null,null,null,null,null,null,null,null,null,null,null,null,null,"SUR-OESTE:",0.75000000000000011,0.75000000000000011,5.8,null,4.25,5.8,null,2.7600000000000002,null,null,null,null,null,null,null,null,null,null,null,null,null,null,null,"SUR-OESTE:",0.75000000000000011,0.75000000000000011,5.8,null,4.25,5.8,null,2.7600000000000002,null,null,null,null,null,null,null,null,null,null,null,null,null,null,null,"SUR-OESTE:",0,0,0,null,0,0,null,0,null,null,null,null,null,null,null,null,null,null,null,null,null,null,null,"SUR-OESTE:",0,0,0,null,0,0,null,0]
[null,null,null,null,null,"OESTE:",40,40,1.9,null,0,0,null,0,null,null,null,null,null,null,null,null,null,null,null,null,null,null,null,"OESTE:",40,40,1.9,null,0,0,null,0,null,null,null,null,null,null,null,null,null,null,null,null,null,null,null,"OESTE:",40,40,1.9,null,0,0,null,0,null,null,null,null,null,null,null,null,null,null,null,null,null,null,null,"OESTE:",40,40,1.9,null,0,0,null,0,null,null,null,null,null,null,null,null,null,null,null,null,null,null,null,"OESTE:",40,40,1.9,null,0,0,null,0,null,null,null,null,null,null,null,null,null,null,null,null,null,null,null,"OESTE:",40,40,1.9,null,0,0,null,0,null,null,null,null,null,null,null,null,null,null,null,null,null,null,null,"OESTE:",40,40,1.9,null,0,0,null,0,null,null,null,null,null,null,null,null,null,null,null,null,null,null,null,"OESTE:",40,40,1.9,null,0,0,null,0,null,null,null,null,null,null,null,null,null,null,null,null,null,null,null,"OESTE:",41.8,41.8,1.897935253588517,null,0,0,null,0,null,null,null,null,null,null,null,null,null,null,null,null,null,null,null,"OESTE:",41.8,41.8,1.897935253588517,null,0,0,null,0]
[null,null,null,null,null,"NOR-OESTE:",0,0,0,null,0,0,null,0,null,null,null,null,null,null,null,null,null,null,null,null,null,null,null,"NOR-OESTE:",0,0,0,null,0,0,null,0,null,null,null,null,null,null,null,null,null,null,null,null,null,null,null,"NOR-OESTE:",0,0,0,null,0,0,null,0,null,null,null,null,null,null,null,null,null,null,null,null,null,null,null,"NOR-OESTE:",0,0,0,null,0,0,null,0,null,null,null,null,null,null,null,null,null,null,null,null,null,null,null,"NOR-OESTE:",0,0,0,null,0,0,null,0,null,null,null,null,null,null,null,null,null,null,null,null,null,null,null,"NOR-OESTE:",0,0,0,null,0,0,null,0,null,null,null,null,null,null,null,null,null,null,null,null,null,null,null,"NOR-OESTE:",0,0,0,null,0,0,null,0,null,null,null,null,null,null,null,null,null,null,null,null,null,null,null,"NOR-OESTE:",0,0,0,null,0,0,null,0,null,null,null,null,null,null,null,null,null,null,null,null,null,null,null,"NOR-OESTE:",0.75000000000000011,0.75000000000000011,5.8,null,4.25,5.8,null,2.7600000000000002,null,null,null,null,null,null,null,null,null,null,null,null,null,null,null,"NOR-OESTE:",0.75000000000000011,0.75000000000000011,5.8,null,4.25,5.8,null,2.7600000000000002]
[null,null,null,null,null,"PISO:",130,0,0,null,null,null,null,148.3710554960868,null,null,null,null,null,null,null,null,null,null,null,null,null,null,null,"PISO:",130,0,0,null,null,null,null,148.3710554960868,null,null,null,null,null,null,null,null,null,null,null,null,null,null,null,"PISO:",130,0,0,null,null,null,null,148.3710554960868,null,null,null,null,null,null,null,null,null,null,null,null,null,null,null,"PISO:",130,0,0,null,null,null,null,148.3710554960868,null,null,null,null,null,null,null,null,null,null,null,null,null,null,null,"PISO:",130,0,0,null,null,null,null,148.3710554960868,null,null,null,null,null,null,null,null,null,null,null,null,null,null,null,"PISO:",130,0,0,null,null,null,null,148.3710554960868,null,null,null,null,null,null,null,null,null,null,null,null,null,null,null,"PISO:",130,0,0,null,null,null,null,148.3710554960868,null,null,null,null,null,null,null,null,null,null,null,null,null,null,null,"PISO:",130,0,0,null,null,null,null,148.3710554960868,null,null,null,null,null,null,null,null,null,null,null,null,null,null,null,"PISO:",130,0,0,null,null,null,null,148.3710554960868,null,null,null,null,null,null,null,null,null,null,null,null,null,null,null,"PISO:",130,0,0,null,null,null,null,148.3710554960868]
[]
[]
[null,null,null,null,null,null,"Area [m²]","Altura [m]","Volumen [m3]",null,null,null,null,null,null,null,null,null,null,null,null,null,null,null,null,null,null,null,null,null,"Area [m²]","Altura [m]","Volumen [m3]",null,null,null,null,null,null,null,null,null,null,null,null,null,null,null,null,null,null,null,null,null,"Area [m²]","Altura [m]","Volumen [m3]",null,null,null,null,null,null,null,null,null,null,null,null,null,null,null,null,null,null,null,null,null,"Area [m²]","Altura [m]","Volumen [m3]",null,null,null,null,null,null,null,null,null,null,null,null,null,null,null,null,null,null,null,null,null,"Area [m²]","Altura [m]","Volumen [m3]",null,null,null,null,null,null,null,null,null,null,null,null,null,null,null,null,null,null,null,null,null,"Area [m²]","Altura [m]","Volumen [m3]",null,null,null,null,null,null,null,null,null,null,null,null,null,null,null,null,null,null,null,null,null,"Area [m²]","Altura [m]","Volumen [m3]",null,null,null,null,null,null,null,null,null,null,null,null,null,null,null,null,null,null,null,null,null,"Area [m²]","Altura [m]","Volumen [m3]",null,null,null,null,null,null,null,null,null,null,null,null,null,null,null,null,null,null,null,null,null,"Area [m²]","Altura [m]","Volumen [m3]",null,null,null,null,null,null,null,null,null,null,null,null,null,null,null,null,null,null,null,null,null,"Area [m²]","Altura [m]","Volumen [m3]"]
[]
[null,null,null,null,null,"Piso 1",130,2.4,312,null,null,null,null,null,null,null,null,null,null,null,null,null,null,null,null,null,null,null,null,"Piso 1",130,2.4,312,null,null,null,null,null,null,null,null,null,null,null,null,null,null,null,null,null,null,null,null,"Piso 1",130,2.4,312,null,null,null,null,null,null,null,null,null,null,null,null,null,null,null,null,null,null,null,null,"Piso 1",130,2.4,312,null,null,null,null,null,null,null,null,null,null,null,null,null,null,null,null,null,null,null,null,"Piso 1",130,2.4,312,null,null,null,null,null,null,null,null,null,null,null,null,null,null,null,null,null,null,null,null,"Piso 1",130,2.4,312,null,null,null,null,null,null,null,null,null,null,null,null,null,null,null,null,null,null,null,null,"Piso 1",130,2.4,312,null,null,null,null,null,null,null,null,null,null,null,null,null,null,null,null,null,null,null,null,"Piso 1",130,2.4,312,null,null,null,null,null,null,null,null,null,null,null,null,null,null,null,null,null,null,null,null,"Piso 1",130,2.4,312,null,null,null,null,null,null,null,null,null,null,null,null,null,null,null,null,null,null,null,null,"Piso 1",130,2.4,312]
[null,null,null,null,null,"Piso 2",0,0,0,null,null,null,null,null,null,null,null,null,null,null,null,null,null,null,null,null,null,null,null,"Piso 2",0,0,0,null,null,null,null,null,null,null,null,null,null,null,null,null,null,null,null,null,null,null,null,"Piso 2",0,0,0,null,null,null,null,null,null,null,null,null,null,null,null,null,null,null,null,null,null,null,null,"Piso 2",0,0,0,null,null,null,null,null,null,null,null,null,null,null,null,null,null,null,null,null,null,null,null,"Piso 2",0,0,0,null,null,null,null,null,null,null,null,null,null,null,null,null,null,null,null,null,null,null,null,"Piso 2",0,0,0,null,null,null,null,null,null,null,null,null,null,null,null,null,null,null,null,null,null,null,null,"Piso 2",0,0,0,null,null,null,null,null,null,null,null,null,null,null,null,null,null,null,null,null,null,null,null,"Piso 2",0,0,0,null,null,null,null,null,null,null,null,null,null,null,null,null,null,null,null,null,null,null,null,"Piso 2",0,0,0,null,null,null,null,null,null,null,null,null,null,null,null,null,null,null,null,null,null,null,null,"Piso 2",0,0,0]
[null,null,null,null,null,"Piso 3+4+..",0,0,0,null,null,null,null,null,null,null,null,null,null,null,null,null,null,null,null,null,null,null,null,"Piso 3+4+..",0,0,0,null,null,null,null,null,null,null,null,null,null,null,null,null,null,null,null,null,null,null,null,"Piso 3+4+..",0,0,0,null,null,null,null,null,null,null,null,null,null,null,null,null,null,null,null,null,null,null,null,"Piso 3+4+..",0,0,0,null,null,null,null,null,null,null,null,null,null,null,null,null,null,null,null,null,null,null,null,"Piso 3+4+..",0,0,0,null,null,null,null,null,null,null,null,null,null,null,null,null,null,null,null,null,null,null,null,"Piso 3+4+..",0,0,0,null,null,null,null,null,null,null,null,null,null,null,null,null,null,null,null,null,null,null,null,"Piso 3+4+..",0,0,0,null,null,null,null,null,null,null,null,null,null,null,null,null,null,null,null,null,null,null,null,"Piso 3+4+..",0,0,0,null,null,null,null,null,null,null,null,null,null,null,null,null,null,null,null,null,null,null,null,"Piso 3+4+..",0,0,0,null,null,null,null,null,null,null,null,null,null,null,null,null,null,null,null,null,null,null,null,"Piso 3+4+..",0,0,0]
[]
[null,null,null,null,null,"Total ",130,null,312,null,null,null,null,null,null,null,null,null,null,null,null,null,null,null,null,null,null,null,null,"Total ",130,null,312,null,null,null,null,null,null,null,null,null,null,null,null,null,null,null,null,null,null,null,null,"Total ",130,null,312,null,null,null,null,null,null,null,null,null,null,null,null,null,null,null,null,null,null,null,null,"Total ",130,null,312,null,null,null,null,null,null,null,null,null,null,null,null,null,null,null,null,null,null,null,null,"Total ",130,null,312,null,null,null,null,null,null,null,null,null,null,null,null,null,null,null,null,null,null,null,null,"Total ",130,null,312,null,null,null,null,null,null,null,null,null,null,null,null,null,null,null,null,null,null,null,null,"Total ",130,null,312,null,null,null,null,null,null,null,null,null,null,null,null,null,null,null,null,null,null,null,null,"Total ",130,null,312,null,null,null,null,null,null,null,null,null,null,null,null,null,null,null,null,null,null,null,null,"Total ",130,null,312,null,null,null,null,null,null,null,null,null,null,null,null,null,null,null,null,null,null,null,null,"Total ",130,null,312]
[]
[]
[]
[]
[]
[null,"e Eq H.A",4.0435131987577639,4.0435131987577639,null,null,null,null,null,null,null,null,null,null,null,null,null,null,null,null,null,null,null,null,null,"e Eq H.A",4.0435131987577639,4.0435131987577639,null,null,null,null,null,null,null,null,null,null,null,null,null,null,null,null,null,null,null,null,null,"e Eq H.A",4.0435131987577639,4.0435131987577639,null,null,null,null,null,null,null,null,null,null,null,null,null,null,null,null,null,null,null,null,null,"e Eq H.A",4.0435131987577639,4.0435131987577639,null,null,null,null,null,null,null,null,null,null,null,null,null,null,null,null,null,null,null,null,null,"e Eq H.A",4.0435131987577639,4.0435131987577639,null,null,null,null,null,null,null,null,null,null,null,null,null,null,null,null,null,null,null,null,null,"e Eq H.A",4.0435131987577639,4.0435131987577639,null,null,null,null,null,null,null,null,null,null,null,null,null,null,null,null,null,null,null,null,null,"e Eq H.A",4.0435131987577639,4.0435131987577639,null,null,null,null,null,null,null,null,null,null,null,null,null,null,null,null,null,null,null,null,null,"e Eq H.A",4.0435131987577639,4.0435131987577639,null,null,null,null,null,null,null,null,null,null,null,null,null,null,null,null,null,null,null,null,null,"e Eq H.A",4.0435131987577639,4.0435131987577639,null,null,null,null,null,null,null,null,null,null,null,null,null,null,null,null,null,null,null,null,null,"e Eq H.A",4.0435131987577639,4.0435131987577639]
[null,"Área eq H.A",420,null,null,null,null,null,null,null,null,null,null,null,null,null,null,null,null,null,null,null,null,null,null,"Área eq H.A",420,null,null,null,null,null,null,null,null,null,null,null,null,null,null,null,null,null,null,null,null,null,null,"Área eq H.A",420,null,null,null,null,null,null,null,null,null,null,null,null,null,null,null,null,null,null,null,null,null,null,"Área eq H.A",420,null,null,null,null,null,null,null,null,null,null,null,null,null,null,null,null,null,null,null,null,null,null,"Área eq H.A",420,null,null,null,null,null,null,null,null,null,null,null,null,null,null,null,null,null,null,null,null,null,null,"Área eq H.A",420,null,null,null,null,null,null,null,null,null,null,null,null,null,null,null,null,null,null,null,null,null,null,"Área eq H.A",420,null,null,null,null,null,null,null,null,null,null,null,null,null,null,null,null,null,null,null,null,null,null,"Área eq H.A",420,null,null,null,null,null,null,null,null,null,null,null,null,null,null,null,null,null,null,null,null,null,null,"Área eq H.A",420,null,null,null,null,null,null,null,null,null,null,null,null,null,null,null,null,null,null,null,null,null,null,"Área eq H.A",420]
[]
[null,"Amortiguamiento","CTm","fi",null,null,null,null,null,null,null,null,null,null,null,null,null,null,null,null,null,null,null,null,null,"Amortiguamiento","CTm","fi",null,null,null,null,null,null,null,null,null,null,null,null,null,null,null,null,null,null,null,null,null,"Amortiguamiento","CTm","fi",null,null,null,null,null,null,null,null,null,null,null,null,null,null,null,null,null,null,null,null,null,"Amortiguamiento","CTm","fi",null,null,null,null,null,null,null,null,null,null,null,null,null,null,null,null,null,null,null,null,null,"Amortiguamiento","CTm","fi",null,null,null,null,null,null,null,null,null,null,null,null,null,null,null,null,null,null,null,null,null,"Amortiguamiento","CTm","fi",null,null,null,null,null,null,null,null,null,null,null,null,null,null,null,null,null,null,null,null,null,"Amortiguamiento","CTm","fi",null,null,null,null,null,null,null,null,null,null,null,null,null,null,null,null,null,null,null,null,null,"Amortiguamiento","CTm","fi",null,null,null,null,null,null,null,null,null,null,null,null,null,null,null,null,null,null,null,null,null,"Amortiguamiento","CTm","fi",null,null,null,null,null,null,null,null,null,null,null,null,null,null,null,null,null,null,null,null,null,"Amortiguamiento","CTm","fi"]
[null,0.65125432993452936,7.4541057641862638,1.9809057434300219,null,null,null,null,null,null,null,null,null,null,null,null,null,null,null,null,null,null,null,null,null,0.65125432993452936,7.4541057641862638,1.9809057434300219,null,null,null,null,null,null,null,null,null,null,null,null,null,null,null,null,null,null,null,null,null,0.65125432993452936,7.4541057641862638,1.9809057434300219,null,null,null,null,null,null,null,null,null,null,null,null,null,null,null,null,null,null,null,null,null,0.65125432993452936,7.4541057641862638,1.9809057434300219,null,null,null,null,null,null,null,null,null,null,null,null,null,null,null,null,null,null,null,null,null,0.65125432993452936,7.4541057641862638,1.9809057434300219,null,null,null,null,null,null,null,null,null,null,null,null,null,null,null,null,null,null,null,null,null,0.65125432993452936,7.4541057641862638,1.9809057434300219,null,null,null,null,null,null,null,null,null,null,null,null,null,null,null,null,null,null,null,null,null,0.65125432993452936,7.4541057641862638,1.9809057434300219,null,null,null,null,null,null,null,null,null,null,null,null,null,null,null,null,null,null,null,null,null,0.65125432993452936,7.4541057641862638,1.9809057434300219,null,null,null,null,null,null,null,null,null,null,null,null,null,null,null,null,null,null,null,null,null,0.65125432993452936,7.4541057641862638,1.9809057434300219,null,null,null,null,null,null,null,null,null,null,null,null,null,null,null,null,null,null,null,null,null,0.65125432993452936,7.4541057641862638,1.9809057434300219]
[]
[null,"Participación de Masa",null,null,null,null,null,null,null,null,null,null,null,null,null,null,null,null,null,null,null,null,null,null,null,"Participación de Masa",null,null,null,null,null,null,null,null,null,null,null,null,null,null,null,null,null,null,null,null,null,null,null,"Participación de Masa",null,null,null,null,null,null,null,null,null,null,null,null,null,null,null,null,null,null,null,null,null,null,null,"Participación de Masa",null,null,null,null,null,null,null,null,null,null,null,null,null,null,null,null,null,null,null,null,null,null,null,"Participación de Masa",null,null,null,null,null,null,null,null,null,null,null,null,null,null,null,null,null,null,null,null,null,null,null,"Participación de Masa",null,null,null,null,null,null,null,null,null,null,null,null,null,null,null,null,null,null,null,null,null,null,null,"Participación de Masa",null,null,null,null,null,null,null,null,null,null,null,null,null,null,null,null,null,null,null,null,null,null,null,"Participación de Masa",null,null,null,null,null,null,null,null,null,null,null,null,null,null,null,null,null,null,null,null,null,null,null,"Participación de Masa",null,null,null,null,null,null,null,null,null,null,null,null,null,null,null,null,null,null,null,null,null,null,null,"Participación de Masa"]
[null,"Techo",4.0770257041429815E-2,null,null,null,null,null,null,null,null,null,null,null,null,null,null,null,null,null,null,null,null,null,null,"Techo",4.0770257041429815E-2,null,null,null,null,null,null,null,null,null,null,null,null,null,null,null,null,null,null,null,null,null,null,"Techo",4.0770257041429815E-2,null,null,null,null,null,null,null,null,null,null,null,null,null,null,null,null,null,null,null,null,null,null,"Techo",4.0770257041429815E-2,null,null,null,null,null,null,null,null,null,null,null,null,null,null,null,null,null,null,null,null,null,null,"Techo",4.0770257041429815E-2,null,null,null,null,null,null,null,null,null,null,null,null,null,null,null,null,null,null,null,null,null,null,"Techo",4.0770257041429815E-2,null,null,null,null,null,null,null,null,null,null,null,null,null,null,null,null,null,null,null,null,null,null,"Techo",4.0770257041429815E-2,null,null,null,null,null,null,null,null,null,null,null,null,null,null,null,null,null,null,null,null,null,null,"Techo",4.0770257041429815E-2,null,null,null,null,null,null,null,null,null,null,null,null,null,null,null,null,null,null,null,null,null,null,"Techo",4.0770257041429815E-2,null,null,null,null,null,null,null,null,null,null,null,null,null,null,null,null,null,null,null,null,null,null,"Techo",4.0770257041429815E-2]
[null,"Muros",0.47106607821809016,null,null,null,null,null,null,null,null,null,null,null,null,null,null,null,null,null,null,null,null,null,null,"Muros",0.47106607821809016,null,null,null,null,null,null,null,null,null,null,null,null,null,null,null,null,null,null,null,null,null,null,"Muros",0.47106607821809016,null,null,null,null,null,null,null,null,null,null,null,null,null,null,null,null,null,null,null,null,null,null,"Muros",0.47106607821809016,null,null,null,null,null,null,null,null,null,null,null,null,null,null,null,null,null,null,null,null,null,null,"Muros",0.47106607821809016,null,null,null,null,null,null,null,null,null,null,null,null,null,null,null,null,null,null,null,null,null,null,"Muros",0.47106607821809016,null,null,null,null,null,null,null,null,null,null,null,null,null,null,null,null,null,null,null,null,null,null,"Muros",0.47106607821809016,null,null,null,null,null,null,null,null,null,null,null,null,null,null,null,null,null,null,null,null,null,null,"Muros",0.47106607821809016,null,null,null,null,null,null,null,null,null,null,null,null,null,null,null,null,null,null,null,null,null,null,"Muros",0.47106607821809016,null,null,null,null,null,null,null,null,null,null,null,null,null,null,null,null,null,null,null,null,null,null,"Muros",0.47106607821809016]
[null,"Piso v",0,null,null,null,null,null,null,null,null,null,null,null,null,null,null,null,null,null,null,null,null,null,null,"Piso v",0,null,null,null,null,null,null,null,null,null,null,null,null,null,null,null,null,null,null,null,null,null,null,"Piso v",0,null,null,null,null,null,null,null,null,null,null,null,null,null,null,null,null,null,null,null,null,null,null,"Piso v",0,null,null,null,null,null,null,null,null,null,null,null,null,null,null,null,null,null,null,null,null,null,null,"Piso v",0,null,null,null,null,null,null,null,null,null,null,null,null,null,null,null,null,null,null,null,null,null,null,"Piso v",0,null,null,null,null,null,null,null,null,null,null,null,null,null,null,null,null,null,null,null,null,null,null,"Piso v",0,null,null,null,null,null,null,null,null,null,null,null,null,null,null,null,null,null,null,null,null,null,null,"Piso v",0,null,null,null,null,null,null,null,null,null,null,null,null,null,null,null,null,null,null,null,null,null,null,"Piso v",0,null,null,null,null,null,null,null,null,null,null,null,null,null,null,null,null,null,null,null,null,null,null,"Piso v",0]
[null,"Piso t",0.38274118855219824,null,null,null,null,null,null,null,null,null,null,null,null,null,null,null,null,null,null,null,null,null,null,"Piso t",0.38274118855219824,null,null,null,null,null,null,null,null,null,null,null,null,null,null,null,null,null,null,null,null,null,null,"Piso t",0.38274118855219824,null,null,null,null,null,null,null,null,null,null,null,null,null,null,null,null,null,null,null,null,null,null,"Piso t",0.38274118855219824,null,null,null,null,null,null,null,null,null,null,null,null,null,null,null,null,null,null,null,null,null,null,"Piso t",0.38274118855219824,null,null,null,null,null,null,null,null,null,null,null,null,null,null,null,null,null,null,null,null,null,null,"Piso t",0.38274118855219824,null,null,null,null,null,null,null,null,null,null,null,null,null,null,null,null,null,null,null,null,null,null,"Piso t",0.38274118855219824,null,null,null,null,null,null,null,null,null,null,null,null,null,null,null,null,null,null,null,null,null,null,"Piso t",0.38274118855219824,null,null,null,null,null,null,null,null,null,null,null,null,null,null,null,null,null,null,null,null,null,null,"Piso t",0.38274118855219824,null,null,null,null,null,null,null,null,null,null,null,null,null,null,null,null,null,null,null,null,null,null,"Piso t",0.38274118855219824]
[null,"Masa ad",0.10542247618828179,null,null,null,null,null,null,null,null,null,null,null,null,null,null,null,null,null,null,null,null,null,null,"Masa ad",0.10542247618828179,null,null,null,null,null,null,null,null,null,null,null,null,null,null,null,null,null,null,null,null,null,null,"Masa ad",0.10542247618828179,null,null,null,null,null,null,null,null,null,null,null,null,null,null,null,null,null,null,null,null,null,null,"Masa ad",0.10542247618828179,null,null,null,null,null,null,null,null,null,null,null,null,null,null,null,null,null,null,null,null,null,null,"Masa ad",0.10542247618828179,null,null,null,null,null,null,null,null,null,null,null,null,null,null,null,null,null,null,null,null,null,null,"Masa ad",0.10542247618828179,null,null,null,null,null,null,null,null,null,null,null,null,null,null,null,null,null,null,null,null,null,null,"Masa ad",0.10542247618828179,null,null,null,null,null,null,null,null,null,null,null,null,null,null,null,null,null,null,null,null,null,null,"Masa ad",0.10542247618828179,null,null,null,null,null,null,null,null,null,null,null,null,null,null,null,null,null,null,null,null,null,null,"Masa ad",0.10542247618828179,null,null,null,null,null,null,null,null,null,null,null,null,null,null,null,null,null,null,null,null,null,null,"Masa ad",0.10542247618828179]
[]
[]
[]
[null,0,0,0,0,0,0,0,0,null,null,null,null,null,null,null,null,null,null,null,null,null,null,null,null,0,0,0,0,0,0,0,0,null,null,null,null,null,null,null,null,null,null,null,null,null,null,null,null,0,0,0,0,0,0,0,0,null,null,null,null,null,null,null,null,null,null,null,null,null,null,null,null,0,0,0,0,0,0,0,0,null,null,null,null,null,null,null,null,null,null,null,null,null,null,null,null,0,0,0,0,0,0,0,0,null,null,null,null,null,null,null,null,null,null,null,null,null,null,null,null,0,0,0,0,0,0,0,0,null,null,null,null,null,null,null,null,null,null,null,null,null,null,null,null,0,0,0,0,0,0,0,0,null,null,null,null,null,null,null,null,null,null,null,null,null,null,null,null,0,0,0,0,0,0,0,0,null,null,null,null,null,null,null,null,null,null,null,null,null,null,null,null,0,0,0,0,0,0,0,0,null,null,null,null,null,null,null,null,null,null,null,null,null,null,null,null,0,0,0,0,0,0,0,0]
[null,0,0,29,76,0,0,0,0,null,null,null,null,null,null,null,null,null,null,null,null,null,null,null,null,0,0,29,76,0,0,0,0,null,null,null,null,null,null,null,null,null,null,null,null,null,null,null,null,0,0,29,76,0,0,0,0,null,null,null,null,null,null,null,null,null,null,null,null,null,null,null,null,0,0,29,76,0,0,0,0,null,null,null,null,null,null,null,null,null,null,null,null,null,null,null,null,0,0,29,76,0,0,0,0,null,null,null,null,null,null,null,null,null,null,null,null,null,null,null,null,0,0,29,76,0,0,0,0,null,null,null,null,null,null,null,null,null,null,null,null,null,null,null,null,0,0,29,76,0,0,0,0,null,null,null,null,null,null,null,null,null,null,null,null,null,null,null,null,0,0,29,76,0,0,0,0,null,null,null,null,null,null,null,null,null,null,null,null,null,null,null,null,0,0,29,76,0,0,0,0,null,null,null,null,null,null,null,null,null,null,null,null,null,null,null,null,0,0,29,76,0,0,0,0]
[null,0,0,0,0,0,0,0,0,null,null,null,null,null,null,null,null,null,null,null,null,null,null,null,null,0,0,0,0,0,0,0,0,null,null,null,null,null,null,null,null,null,null,null,null,null,null,null,null,0,0,0,0,0,0,0,0,null,null,null,null,null,null,null,null,null,null,null,null,null,null,null,null,0,0,0,0,0,0,0,0,null,null,null,null,null,null,null,null,null,null,null,null,null,null,null,null,0,0,0,0,0,0,0,0,null,null,null,null,null,null,null,null,null,null,null,null,null,null,null,null,0,0,0,0,0,0,0,0,null,null,null,null,null,null,null,null,null,null,null,null,null,null,null,null,0,0,0,0,0,0,0,0,null,null,null,null,null,null,null,null,null,null,null,null,null,null,null,null,0,0,0,0,0,0,0,0,null,null,null,null,null,null,null,null,null,null,null,null,null,null,null,null,0,0,0,0,0,0,0,0,null,null,null,null,null,null,null,null,null,null,null,null,null,null,null,null,0,0,0,0,0,0,0,0]
[null,70,80,0,0,0,0,70,80,null,null,null,null,null,null,null,null,null,null,null,null,null,null,null,null,70,80,0,0,0,0,70,80,null,null,null,null,null,null,null,null,null,null,null,null,null,null,null,null,70,80,0,0,0,0,70,80,null,null,null,null,null,null,null,null,null,null,null,null,null,null,null,null,70,80,0,0,0,0,70,80,null,null,null,null,null,null,null,null,null,null,null,null,null,null,null,null,70,80,0,0,0,0,70,80,null,null,null,null,null,null,null,null,null,null,null,null,null,null,null,null,70,80,0,0,0,0,70,80,null,null,null,null,null,null,null,null,null,null,null,null,null,null,null,null,70,80,0,0,0,0,70,80,null,null,null,null,null,null,null,null,null,null,null,null,null,null,null,null,70,80,0,0,0,0,70,80,null,null,null,null,null,null,null,null,null,null,null,null,null,null,null,null,70,80,0,0,0,0,70,80,null,null,null,null,null,null,null,null,null,null,null,null,null,null,null,null,70,80,0,0,0,0,70,80]
[null,0,0,0,0,0,0,0,0,null,null,null,null,null,null,null,null,null,null,null,null,null,null,null,null,0,0,0,0,0,0,0,0,null,null,null,null,null,null,null,null,null,null,null,null,null,null,null,null,0,0,0,0,0,0,0,0,null,null,null,null,null,null,null,null,null,null,null,null,null,null,null,null,0,0,0,0,0,0,0,0,null,null,null,null,null,null,null,null,null,null,null,null,null,null,null,null,0,0,0,0,0,0,0,0,null,null,null,null,null,null,null,null,null,null,null,null,null,null,null,null,0,0,0,0,0,0,0,0,null,null,null,null,null,null,null,null,null,null,null,null,null,null,null,null,0,0,0,0,0,0,0,0,null,null,null,null,null,null,null,null,null,null,null,null,null,null,null,null,0,0,0,0,0,0,0,0,null,null,null,null,null,null,null,null,null,null,null,null,null,null,null,null,0,0,0,0,0,0,0,0,null,null,null,null,null,null,null,null,null,null,null,null,null,null,null,null,0,0,0,0,0,0,0,0]
[null,0,0,0,0,0,0,0,0,null,null,null,null,null,null,null,null,null,null,null,null,null,null,null,null,0,0,0,0,0,0,0,0,null,null,null,null,null,null,null,null,null,null,null,null,null,null,null,null,0,0,0,0,0,0,0,0,null,null,null,null,null,null,null,null,null,null,null,null,null,null,null,null,0,0,0,0,0,0,0,0,null,null,null,null,null,null,null,null,null,null,null,null,null,null,null,null,0,0,0,0,0,0,0,0,null,null,null,null,null,null,null,null,null,null,null,null,null,null,null,null,0,0,0,0,0,0,0,0,null,null,null,null,null,null,null,null,null,null,null,null,null,null,null,null,0,0,0,0,0,0,0,0,null,null,null,null,null,null,null,null,null,null,null,null,null,null,null,null,0,0,0,0,0,0,0,0,null,null,null,null,null,null,null,null,null,null,null,null,null,null,null,null,0,0,0,0,0,0,0,0,null,null,null,null,null,null,null,null,null,null,null,null,null,null,null,null,0,0,0,0,0,0,0,0]
[null,0,0,0,0,0,0,0,0,null,null,null,null,null,null,null,null,null,null,null,null,null,null,null,null,0,0,0,0,0,0,0,0,null,null,null,null,null,null,null,null,null,null,null,null,null,null,null,null,0,0,0,0,0,0,0,0,null,null,null,null,null,null,null,null,null,null,null,null,null,null,null,null,0,0,0,0,0,0,0,0,null,null,null,null,null,null,null,null,null,null,null,null,null,null,null,null,0,0,0,0,0,0,0,0,null,null,null,null,null,null,null,null,null,null,null,null,null,null,null,null,0,0,0,0,0,0,0,0,null,null,null,null,null,null,null,null,null,null,null,null,null,null,null,null,0,0,0,0,0,0,0,0,null,null,null,null,null,null,null,null,null,null,null,null,null,null,null,null,0,0,0,0,0,0,0,0,null,null,null,null,null,null,null,null,null,null,null,null,null,null,null,null,0,0,0,0,0,0,0,0,null,null,null,null,null,null,null,null,null,null,null,null,null,null,null,null,0,0,0,0,0,0,0,0]
[null,0,0,0,0,0,0,0,0,null,null,null,null,null,null,null,null,null,null,null,null,null,null,null,null,0,0,0,0,0,0,0,0,null,null,null,null,null,null,null,null,null,null,null,null,null,null,null,null,0,0,0,0,0,0,0,0,null,null,null,null,null,null,null,null,null,null,null,null,null,null,null,null,0,0,0,0,0,0,0,0,null,null,null,null,null,null,null,null,null,null,null,null,null,null,null,null,0,0,0,0,0,0,0,0,null,null,null,null,null,null,null,null,null,null,null,null,null,null,null,null,0,0,0,0,0,0,0,0,null,null,null,null,null,null,null,null,null,null,null,null,null,null,null,null,0,0,0,0,0,0,0,0,null,null,null,null,null,null,null,null,null,null,null,null,null,null,null,null,0,0,0,0,0,0,0,0,null,null,null,null,null,null,null,null,null,null,null,null,null,null,null,null,0,0,0,0,0,0,0,0,null,null,null,null,null,null,null,null,null,null,null,null,null,null,null,null,0,0,0,0,0,0,0,0]
[null,0,0,0,0,0,0,0,0,null,null,null,null,null,null,null,null,null,null,null,null,null,null,null,null,0,0,0,0,0,0,0,0,null,null,null,null,null,null,null,null,null,null,null,null,null,null,null,null,0,0,0,0,0,0,0,0,null,null,null,null,null,null,null,null,null,null,null,null,null,null,null,null,0,0,0,0,0,0,0,0,null,null,null,null,null,null,null,null,null,null,null,null,null,null,null,null,0,0,0,0,0,0,0,0,null,null,null,null,null,null,null,null,null,null,null,null,null,null,null,null,0,0,0,0,0,0,0,0,null,null,null,null,null,null,null,null,null,null,null,null,null,null,null,null,0,0,0,0,0,0,0,0,null,null,null,null,null,null,null,null,null,null,null,null,null,null,null,null,0,0,0,0,0,0,0,0,null,null,null,null,null,null,null,null,null,null,null,null,null,null,null,null,0,0,0,0,0,0,0,0,null,null,null,null,null,null,null,null,null,null,null,null,null,null,null,null,0,0,0,0,0,0,0,0]
[null,0,0,0,0,0,0,0,0,null,null,null,null,null,null,null,null,null,null,null,null,null,null,null,null,0,0,0,0,0,0,0,0,null,null,null,null,null,null,null,null,null,null,null,null,null,null,null,null,0,0,0,0,0,0,0,0,null,null,null,null,null,null,null,null,null,null,null,null,null,null,null,null,0,0,0,0,0,0,0,0,null,null,null,null,null,null,null,null,null,null,null,null,null,null,null,null,0,0,0,0,0,0,0,0,null,null,null,null,null,null,null,null,null,null,null,null,null,null,null,null,0,0,0,0,0,0,0,0,null,null,null,null,null,null,null,null,null,null,null,null,null,null,null,null,0,0,0,0,0,0,0,0,null,null,null,null,null,null,null,null,null,null,null,null,null,null,null,null,0,0,0,0,0,0,0,0,null,null,null,null,null,null,null,null,null,null,null,null,null,null,null,null,0,0,0,0,0,0,0,0,null,null,null,null,null,null,null,null,null,null,null,null,null,null,null,null,0,0,0,0,0,0,0,0]
[null,0,0,0,0,0,0,0,0,null,null,null,null,null,null,null,null,null,null,null,null,null,null,null,null,0,0,0,0,0,0,0,0,null,null,null,null,null,null,null,null,null,null,null,null,null,null,null,null,0,0,0,0,0,0,0,0,null,null,null,null,null,null,null,null,null,null,null,null,null,null,null,null,0,0,0,0,0,0,0,0,null,null,null,null,null,null,null,null,null,null,null,null,null,null,null,null,0,0,0,0,0,0,0,0,null,null,null,null,null,null,null,null,null,null,null,null,null,null,null,null,0,0,0,0,0,0,0,0,null,null,null,null,null,null,null,null,null,null,null,null,null,null,null,null,0,0,0,0,0,0,0,0,null,null,null,null,null,null,null,null,null,null,null,null,null,null,null,null,0,0,0,0,0,0,0,0,null,null,null,null,null,null,null,null,null,null,null,null,null,null,null,null,0,0,0,0,0,0,0,0,null,null,null,null,null,null,null,null,null,null,null,null,null,null,null,null,0,0,0,0,0,0,0,0]
[null,0,0,0,0,0,0,0,0,null,null,null,null,null,null,null,null,null,null,null,null,null,null,null,null,0,0,0,0,0,0,0,0,null,null,null,null,null,null,null,null,null,null,null,null,null,null,null,null,0,0,0,0,0,0,0,0,null,null,null,null,null,null,null,null,null,null,null,null,null,null,null,null,0,0,0,0,0,0,0,0,null,null,null,null,null,null,null,null,null,null,null,null,null,null,null,null,0,0,0,0,0,0,0,0,null,null,null,null,null,null,null,null,null,null,null,null,null,null,null,null,0,0,0,0,0,0,0,0,null,null,null,null,null,null,null,null,null,null,null,null,null,null,null,null,0,0,0,0,0,0,0,0,null,null,null,null,null,null,null,null,null,null,null,null,null,null,null,null,0,0,0,0,0,0,0,0,null,null,null,null,null,null,null,null,null,null,null,null,null,null,null,null,0,0,0,0,0,0,0,0,null,null,null,null,null,null,null,null,null,null,null,null,null,null,null,null,0,0,0,0,0,0,0,0]
[null,0,0,0,0,0,0,0,0,null,null,null,null,null,null,null,null,null,null,null,null,null,null,null,null,0,0,0,0,0,0,0,0,null,null,null,null,null,null,null,null,null,null,null,null,null,null,null,null,0,0,0,0,0,0,0,0,null,null,null,null,null,null,null,null,null,null,null,null,null,null,null,null,0,0,0,0,0,0,0,0,null,null,null,null,null,null,null,null,null,null,null,null,null,null,null,null,0,0,0,0,0,0,0,0,null,null,null,null,null,null,null,null,null,null,null,null,null,null,null,null,0,0,0,0,0,0,0,0,null,null,null,null,null,null,null,null,null,null,null,null,null,null,null,null,0,0,0,0,0,0,0,0,null,null,null,null,null,null,null,null,null,null,null,null,null,null,null,null,0,0,0,0,0,0,0,0,null,null,null,null,null,null,null,null,null,null,null,null,null,null,null,null,0,0,0,0,0,0,0,0,null,null,null,null,null,null,null,null,null,null,null,null,null,null,null,null,0,0,0,0,0,0,0,0]
[null,0,0,0,0,0,0,0,0,null,null,null,null,null,null,null,null,null,null,null,null,null,null,null,null,0,0,0,0,0,0,0,0,null,null,null,null,null,null,null,null,null,null,null,null,null,null,null,null,0,0,0,0,0,0,0,0,null,null,null,null,null,null,null,null,null,null,null,null,null,null,null,null,0,0,0,0,0,0,0,0,null,null,null,null,null,null,null,null,null,null,null,null,null,null,null,null,0,0,0,0,0,0,0,0,null,null,null,null,null,null,null,null,null,null,null,null,null,null,null,null,0,0,0,0,0,0,0,0,null,null,null,null,null,null,null,null,null,null,null,null,null,null,null,null,0,0,0,0,0,0,0,0,null,null,null,null,null,null,null,null,null,null,null,null,null,null,null,null,0,0,0,0,0,0,0,0,null,null,null,null,null,null,null,null,null,null,null,null,null,null,null,null,0,0,0,0,0,0,0,0,null,null,null,null,null,null,null,null,null,null,null,null,null,null,null,null,0,0,0,0,0,0,0,0]
[null,0,0,0,0,0,0,0,0,null,null,null,null,null,null,null,null,null,null,null,null,null,null,null,null,0,0,0,0,0,0,0,0,null,null,null,null,null,null,null,null,null,null,null,null,null,null,null,null,0,0,0,0,0,0,0,0,null,null,null,null,null,null,null,null,null,null,null,null,null,null,null,null,0,0,0,0,0,0,0,0,null,null,null,null,null,null,null,null,null,null,null,null,null,null,null,null,0,0,0,0,0,0,0,0,null,null,null,null,null,null,null,null,null,null,null,null,null,null,null,null,0,0,0,0,0,0,0,0,null,null,null,null,null,null,null,null,null,null,null,null,null,null,null,null,0,0,0,0,0,0,0,0,null,null,null,null,null,null,null,null,null,null,null,null,null,null,null,null,0,0,0,0,0,0,0,0,null,null,null,null,null,null,null,null,null,null,null,null,null,null,null,null,0,0,0,0,0,0,0,0,null,null,null,null,null,null,null,null,null,null,null,null,null,null,null,null,0,0,0,0,0,0,0,0]
[null,0,0,0,0,0,0,0,0,null,null,null,null,null,null,null,null,null,null,null,null,null,null,null,null,0,0,0,0,0,0,0,0,null,null,null,null,null,null,null,null,null,null,null,null,null,null,null,null,0,0,0,0,0,0,0,0,null,null,null,null,null,null,null,null,null,null,null,null,null,null,null,null,0,0,0,0,0,0,0,0,null,null,null,null,null,null,null,null,null,null,null,null,null,null,null,null,0,0,0,0,0,0,0,0,null,null,null,null,null,null,null,null,null,null,null,null,null,null,null,null,0,0,0,0,0,0,0,0,null,null,null,null,null,null,null,null,null,null,null,null,null,null,null,null,0,0,0,0,0,0,0,0,null,null,null,null,null,null,null,null,null,null,null,null,null,null,null,null,0,0,0,0,0,0,0,0,null,null,null,null,null,null,null,null,null,null,null,null,null,null,null,null,0,0,0,0,0,0,0,0,null,null,null,null,null,null,null,null,null,null,null,null,null,null,null,null,0,0,0,0,0,0,0,0]
[null,0,0,0,0,0,0,0,0,null,null,null,null,null,null,null,null,null,null,null,null,null,null,null,null,0,0,0,0,0,0,0,0,null,null,null,null,null,null,null,null,null,null,null,null,null,null,null,null,0,0,0,0,0,0,0,0,null,null,null,null,null,null,null,null,null,null,null,null,null,null,null,null,0,0,0,0,0,0,0,0,null,null,null,null,null,null,null,null,null,null,null,null,null,null,null,null,0,0,0,0,0,0,0,0,null,null,null,null,null,null,null,null,null,null,null,null,null,null,null,null,0,0,0,0,0,0,0,0,null,null,null,null,null,null,null,null,null,null,null,null,null,null,null,null,0,0,0,0,0,0,0,0,null,null,null,null,null,null,null,null,null,null,null,null,null,null,null,null,0,0,0,0,0,0,0,0,null,null,null,null,null,null,null,null,null,null,null,null,null,null,null,null,0,0,0,0,0,0,0,0,null,null,null,null,null,null,null,null,null,null,null,null,null,null,null,null,0,0,0,0,0,0,0,0]
[null,0,0,0,0,0,0,0,0,null,null,null,null,null,null,null,null,null,null,null,null,null,null,null,null,0,0,0,0,0,0,0,0,null,null,null,null,null,null,null,null,null,null,null,null,null,null,null,null,0,0,0,0,0,0,0,0,null,null,null,null,null,null,null,null,null,null,null,null,null,null,null,null,0,0,0,0,0,0,0,0,null,null,null,null,null,null,null,null,null,null,null,null,null,null,null,null,0,0,0,0,0,0,0,0,null,null,null,null,null,null,null,null,null,null,null,null,null,null,null,null,0,0,0,0,0,0,0,0,null,null,null,null,null,null,null,null,null,null,null,null,null,null,null,null,0,0,0,0,0,0,0,0,null,null,null,null,null,null,null,null,null,null,null,null,null,null,null,null,0,0,0,0,0,0,0,0,null,null,null,null,null,null,null,null,null,null,null,null,null,null,null,null,0,0,0,0,0,0,0,0,null,null,null,null,null,null,null,null,null,null,null,null,null,null,null,null,0,0,0,0,0,0,0,0]
[null,0,0,0,0,0,0,0,0,null,null,null,null,null,null,null,null,null,null,null,null,null,null,null,null,0,0,0,0,0,0,0,0,null,null,null,null,null,null,null,null,null,null,null,null,null,null,null,null,0,0,0,0,0,0,0,0,null,null,null,null,null,null,null,null,null,null,null,null,null,null,null,null,0,0,0,0,0,0,0,0,null,null,null,null,null,null,null,null,null,null,null,null,null,null,null,null,0,0,0,0,0,0,0,0,null,null,null,null,null,null,null,null,null,null,null,null,null,null,null,null,0,0,0,0,0,0,0,0,null,null,null,null,null,null,null,null,null,null,null,null,null,null,null,null,0,0,0,0,0,0,0,0,null,null,null,null,null,null,null,null,null,null,null,null,null,null,null,null,0,0,0,0,0,0,0,0,null,null,null,null,null,null,null,null,null,null,null,null,null,null,null,null,0,0,0,0,0,0,0,0,null,null,null,null,null,null,null,null,null,null,null,null,null,null,null,null,0,0,0,0,0,0,0,0]
[null,0,0,0,0,0,0,0,0,null,null,null,null,null,null,null,null,null,null,null,null,null,null,null,null,0,0,0,0,0,0,0,0,null,null,null,null,null,null,null,null,null,null,null,null,null,null,null,null,0,0,0,0,0,0,0,0,null,null,null,null,null,null,null,null,null,null,null,null,null,null,null,null,0,0,0,0,0,0,0,0,null,null,null,null,null,null,null,null,null,null,null,null,null,null,null,null,0,0,0,0,0,0,0,0,null,null,null,null,null,null,null,null,null,null,null,null,null,null,null,null,0,0,0,0,0,0,0,0,null,null,null,null,null,null,null,null,null,null,null,null,null,null,null,null,0,0,0,0,0,0,0,0,null,null,null,null,null,null,null,null,null,null,null,null,null,null,null,null,0,0,0,0,0,0,0,0,null,null,null,null,null,null,null,null,null,null,null,null,null,null,null,null,0,0,0,0,0,0,0,0,null,null,null,null,null,null,null,null,null,null,null,null,null,null,null,null,0,0,0,0,0,0,0,0]
[null,0,0,0,0,0,0,0,0,null,null,null,null,null,null,null,null,null,null,null,null,null,null,null,null,0,0,0,0,0,0,0,0,null,null,null,null,null,null,null,null,null,null,null,null,null,null,null,null,0,0,0,0,0,0,0,0,null,null,null,null,null,null,null,null,null,null,null,null,null,null,null,null,0,0,0,0,0,0,0,0,null,null,null,null,null,null,null,null,null,null,null,null,null,null,null,null,0,0,0,0,0,0,0,0,null,null,null,null,null,null,null,null,null,null,null,null,null,null,null,null,0,0,0,0,0,0,0,0,null,null,null,null,null,null,null,null,null,null,null,null,null,null,null,null,0,0,0,0,0,0,0,0,null,null,null,null,null,null,null,null,null,null,null,null,null,null,null,null,0,0,0,0,0,0,0,0,null,null,null,null,null,null,null,null,null,null,null,null,null,null,null,null,0,0,0,0,0,0,0,0,null,null,null,null,null,null,null,null,null,null,null,null,null,null,null,null,0,0,0,0,0,0,0,0]
[null,0,0,0,0,0,0,0,0,null,null,null,null,null,null,null,null,null,null,null,null,null,null,null,null,0,0,0,0,0,0,0,0,null,null,null,null,null,null,null,null,null,null,null,null,null,null,null,null,0,0,0,0,0,0,0,0,null,null,null,null,null,null,null,null,null,null,null,null,null,null,null,null,0,0,0,0,0,0,0,0,null,null,null,null,null,null,null,null,null,null,null,null,null,null,null,null,0,0,0,0,0,0,0,0,null,null,null,null,null,null,null,null,null,null,null,null,null,null,null,null,0,0,0,0,0,0,0,0,null,null,null,null,null,null,null,null,null,null,null,null,null,null,null,null,0,0,0,0,0,0,0,0,null,null,null,null,null,null,null,null,null,null,null,null,null,null,null,null,0,0,0,0,0,0,0,0,null,null,null,null,null,null,null,null,null,null,null,null,null,null,null,null,0,0,0,0,0,0,0,0,null,null,null,null,null,null,null,null,null,null,null,null,null,null,null,null,0,0,0,0,0,0,0,0]
[null,0,0,0,0,0,0,0,0,null,null,null,null,null,null,null,null,null,null,null,null,null,null,null,null,0,0,0,0,0,0,0,0,null,null,null,null,null,null,null,null,null,null,null,null,null,null,null,null,0,0,0,0,0,0,0,0,null,null,null,null,null,null,null,null,null,null,null,null,null,null,null,null,0,0,0,0,0,0,0,0,null,null,null,null,null,null,null,null,null,null,null,null,null,null,null,null,0,0,0,0,0,0,0,0,null,null,null,null,null,null,null,null,null,null,null,null,null,null,null,null,0,0,0,0,0,0,0,0,null,null,null,null,null,null,null,null,null,null,null,null,null,null,null,null,0,0,0,0,0,0,0,0,null,null,null,null,null,null,null,null,null,null,null,null,null,null,null,null,0,0,0,0,0,0,0,0,null,null,null,null,null,null,null,null,null,null,null,null,null,null,null,null,0,0,0,0,0,0,0,0,null,null,null,null,null,null,null,null,null,null,null,null,null,null,null,null,0,0,0,0,0,0,0,0]
[null,0,0,0,0,0,0,0,0,null,null,null,null,null,null,null,null,null,null,null,null,null,null,null,null,0,0,0,0,0,0,0,0,null,null,null,null,null,null,null,null,null,null,null,null,null,null,null,null,0,0,0,0,0,0,0,0,null,null,null,null,null,null,null,null,null,null,null,null,null,null,null,null,0,0,0,0,0,0,0,0,null,null,null,null,null,null,null,null,null,null,null,null,null,null,null,null,0,0,0,0,0,0,0,0,null,null,null,null,null,null,null,null,null,null,null,null,null,null,null,null,0,0,0,0,0,0,0,0,null,null,null,null,null,null,null,null,null,null,null,null,null,null,null,null,0,0,0,0,0,0,0,0,null,null,null,null,null,null,null,null,null,null,null,null,null,null,null,null,0,0,0,0,0,0,0,0,null,null,null,null,null,null,null,null,null,null,null,null,null,null,null,null,0,0,0,0,0,0,0,0,null,null,null,null,null,null,null,null,null,null,null,null,null,null,null,null,0,0,0,0,0,0,0,0]
[]
[]
[]
[null,0,0,0,0,0,0,0,0,null,null,null,null,null,null,null,null,null,null,null,null,null,null,null,null,0,0,0,0,0,0,0,0,null,null,null,null,null,null,null,null,null,null,null,null,null,null,null,null,0,0,0,0,0,0,0,0,null,null,null,null,null,null,null,null,null,null,null,null,null,null,null,null,0,0,0,0,0,0,0,0,null,null,null,null,null,null,null,null,null,null,null,null,null,null,null,null,0,0,0,0,0,0,0,0,null,null,null,null,null,null,null,null,null,null,null,null,null,null,null,null,0,0,0,0,0,0,0,0,null,null,null,null,null,null,null,null,null,null,null,null,null,null,null,null,0,0,0,0,0,0,0,0,null,null,null,null,null,null,null,null,null,null,null,null,null,null,null,null,0,0,0,0,0,0,0,0,null,null,null,null,null,null,null,null,null,null,null,null,null,null,null,null,0,0,0,0,0,0,0,0,null,null,null,null,null,null,null,null,null,null,null,null,null,null,null,null,0,0,0,0,0,0,0,0]
[null,0,0,29,76,0,0,0,0,null,null,null,null,null,null,null,null,null,null,null,null,null,null,null,null,0,0,29,76,0,0,0,0,null,null,null,null,null,null,null,null,null,null,null,null,null,null,null,null,0,0,29,76,0,0,0,0,null,null,null,null,null,null,null,null,null,null,null,null,null,null,null,null,0,0,29,76,0,0,0,0,null,null,null,null,null,null,null,null,null,null,null,null,null,null,null,null,0,0,29,76,0,0,0,0,null,null,null,null,null,null,null,null,null,null,null,null,null,null,null,null,0,0,29,76,0,0,0,0,null,null,null,null,null,null,null,null,null,null,null,null,null,null,null,null,0,0,29,76,0,0,0,0,null,null,null,null,null,null,null,null,null,null,null,null,null,null,null,null,0,0,29,76,0,0,0,0,null,null,null,null,null,null,null,null,null,null,null,null,null,null,null,null,0,0,29,76,0,0,0,0,null,null,null,null,null,null,null,null,null,null,null,null,null,null,null,null,0,0,29,76,0,0,0,0]
[null,0,0,0,0,0,0,0,0,null,null,null,null,null,null,null,null,null,null,null,null,null,null,null,null,0,0,0,0,0,0,0,0,null,null,null,null,null,null,null,null,null,null,null,null,null,null,null,null,0,0,0,0,0,0,0,0,null,null,null,null,null,null,null,null,null,null,null,null,null,null,null,null,0,0,0,0,0,0,0,0,null,null,null,null,null,null,null,null,null,null,null,null,null,null,null,null,0,0,0,0,0,0,0,0,null,null,null,null,null,null,null,null,null,null,null,null,null,null,null,null,0,0,0,0,0,0,0,0,null,null,null,null,null,null,null,null,null,null,null,null,null,null,null,null,0,0,0,0,0,0,0,0,null,null,null,null,null,null,null,null,null,null,null,null,null,null,null,null,0,0,0,0,0,0,0,0,null,null,null,null,null,null,null,null,null,null,null,null,null,null,null,null,0,0,0,0,0,0,0,0,null,null,null,null,null,null,null,null,null,null,null,null,null,null,null,null,0,0,0,0,0,0,0,0]
[null,70,80,0,0,0,0,70,80,null,null,null,null,null,null,null,null,null,null,null,null,null,null,null,null,70,80,0,0,0,0,70,80,null,null,null,null,null,null,null,null,null,null,null,null,null,null,null,null,70,80,0,0,0,0,70,80,null,null,null,null,null,null,null,null,null,null,null,null,null,null,null,null,70,80,0,0,0,0,70,80,null,null,null,null,null,null,null,null,null,null,null,null,null,null,null,null,70,80,0,0,0,0,70,80,null,null,null,null,null,null,null,null,null,null,null,null,null,null,null,null,70,80,0,0,0,0,70,80,null,null,null,null,null,null,null,null,null,null,null,null,null,null,null,null,70,80,0,0,0,0,70,80,null,null,null,null,null,null,null,null,null,null,null,null,null,null,null,null,70,80,0,0,0,0,70,80,null,null,null,null,null,null,null,null,null,null,null,null,null,null,null,null,70,80,0,0,0,0,70,80,null,null,null,null,null,null,null,null,null,null,null,null,null,null,null,null,70,80,0,0,0,0,70,80]
[null,0,0,0,0,0,0,0,0,null,null,null,null,null,null,null,null,null,null,null,null,null,null,null,null,0,0,0,0,0,0,0,0,null,null,null,null,null,null,null,null,null,null,null,null,null,null,null,null,0,0,0,0,0,0,0,0,null,null,null,null,null,null,null,null,null,null,null,null,null,null,null,null,0,0,0,0,0,0,0,0,null,null,null,null,null,null,null,null,null,null,null,null,null,null,null,null,0,0,0,0,0,0,0,0,null,null,null,null,null,null,null,null,null,null,null,null,null,null,null,null,0,0,0,0,0,0,0,0,null,null,null,null,null,null,null,null,null,null,null,null,null,null,null,null,0,0,0,0,0,0,0,0,null,null,null,null,null,null,null,null,null,null,null,null,null,null,null,null,0,0,0,0,0,0,0,0,null,null,null,null,null,null,null,null,null,null,null,null,null,null,null,null,0,0,0,0,0,0,0,0,null,null,null,null,null,null,null,null,null,null,null,null,null,null,null,null,0,0,0,0,0,0,0,0]
[null,0,0,0,0,0,0,0,0,null,null,null,null,null,null,null,null,null,null,null,null,null,null,null,null,0,0,0,0,0,0,0,0,null,null,null,null,null,null,null,null,null,null,null,null,null,null,null,null,0,0,0,0,0,0,0,0,null,null,null,null,null,null,null,null,null,null,null,null,null,null,null,null,0,0,0,0,0,0,0,0,null,null,null,null,null,null,null,null,null,null,null,null,null,null,null,null,0,0,0,0,0,0,0,0,null,null,null,null,null,null,null,null,null,null,null,null,null,null,null,null,0,0,0,0,0,0,0,0,null,null,null,null,null,null,null,null,null,null,null,null,null,null,null,null,0,0,0,0,0,0,0,0,null,null,null,null,null,null,null,null,null,null,null,null,null,null,null,null,0,0,0,0,0,0,0,0,null,null,null,null,null,null,null,null,null,null,null,null,null,null,null,null,0,0,0,0,0,0,0,0,null,null,null,null,null,null,null,null,null,null,null,null,null,null,null,null,0,0,0,0,0,0,0,0]
[null,0,0,0,0,0,0,0,0,null,null,null,null,null,null,null,null,null,null,null,null,null,null,null,null,0,0,0,0,0,0,0,0,null,null,null,null,null,null,null,null,null,null,null,null,null,null,null,null,0,0,0,0,0,0,0,0,null,null,null,null,null,null,null,null,null,null,null,null,null,null,null,null,0,0,0,0,0,0,0,0,null,null,null,null,null,null,null,null,null,null,null,null,null,null,null,null,0,0,0,0,0,0,0,0,null,null,null,null,null,null,null,null,null,null,null,null,null,null,null,null,0,0,0,0,0,0,0,0,null,null,null,null,null,null,null,null,null,null,null,null,null,null,null,null,0,0,0,0,0,0,0,0,null,null,null,null,null,null,null,null,null,null,null,null,null,null,null,null,0,0,0,0,0,0,0,0,null,null,null,null,null,null,null,null,null,null,null,null,null,null,null,null,0,0,0,0,0,0,0,0,null,null,null,null,null,null,null,null,null,null,null,null,null,null,null,null,0,0,0,0,0,0,0,0]
[null,0,0,0,0,0,0,0,0,null,null,null,null,null,null,null,null,null,null,null,null,null,null,null,null,0,0,0,0,0,0,0,0,null,null,null,null,null,null,null,null,null,null,null,null,null,null,null,null,0,0,0,0,0,0,0,0,null,null,null,null,null,null,null,null,null,null,null,null,null,null,null,null,0,0,0,0,0,0,0,0,null,null,null,null,null,null,null,null,null,null,null,null,null,null,null,null,0,0,0,0,0,0,0,0,null,null,null,null,null,null,null,null,null,null,null,null,null,null,null,null,0,0,0,0,0,0,0,0,null,null,null,null,null,null,null,null,null,null,null,null,null,null,null,null,0,0,0,0,0,0,0,0,null,null,null,null,null,null,null,null,null,null,null,null,null,null,null,null,0,0,0,0,0,0,0,0,null,null,null,null,null,null,null,null,null,null,null,null,null,null,null,null,0,0,0,0,0,0,0,0,null,null,null,null,null,null,null,null,null,null,null,null,null,null,null,null,0,0,0,0,0,0,0,0]
[null,0,0,0,0,0,0,0,0,null,null,null,null,null,null,null,null,null,null,null,null,null,null,null,null,0,0,0,0,0,0,0,0,null,null,null,null,null,null,null,null,null,null,null,null,null,null,null,null,0,0,0,0,0,0,0,0,null,null,null,null,null,null,null,null,null,null,null,null,null,null,null,null,0,0,0,0,0,0,0,0,null,null,null,null,null,null,null,null,null,null,null,null,null,null,null,null,0,0,0,0,0,0,0,0,null,null,null,null,null,null,null,null,null,null,null,null,null,null,null,null,0,0,0,0,0,0,0,0,null,null,null,null,null,null,null,null,null,null,null,null,null,null,null,null,0,0,0,0,0,0,0,0,null,null,null,null,null,null,null,null,null,null,null,null,null,null,null,null,0,0,0,0,0,0,0,0,null,null,null,null,null,null,null,null,null,null,null,null,null,null,null,null,0,0,0,0,0,0,0,0,null,null,null,null,null,null,null,null,null,null,null,null,null,null,null,null,0,0,0,0,0,0,0,0]
[null,0,0,0,0,0,0,0,0,null,null,null,null,null,null,null,null,null,null,null,null,null,null,null,null,0,0,0,0,0,0,0,0,null,null,null,null,null,null,null,null,null,null,null,null,null,null,null,null,0,0,0,0,0,0,0,0,null,null,null,null,null,null,null,null,null,null,null,null,null,null,null,null,0,0,0,0,0,0,0,0,null,null,null,null,null,null,null,null,null,null,null,null,null,null,null,null,0,0,0,0,0,0,0,0,null,null,null,null,null,null,null,null,null,null,null,null,null,null,null,null,0,0,0,0,0,0,0,0,null,null,null,null,null,null,null,null,null,null,null,null,null,null,null,null,0,0,0,0,0,0,0,0,null,null,null,null,null,null,null,null,null,null,null,null,null,null,null,null,0,0,0,0,0,0,0,0,null,null,null,null,null,null,null,null,null,null,null,null,null,null,null,null,0,0,0,0,0,0,0,0,null,null,null,null,null,null,null,null,null,null,null,null,null,null,null,null,0,0,0,0,0,0,0,0]
[null,0,0,0,0,0,0,0,0,null,null,null,null,null,null,null,null,null,null,null,null,null,null,null,null,0,0,0,0,0,0,0,0,null,null,null,null,null,null,null,null,null,null,null,null,null,null,null,null,0,0,0,0,0,0,0,0,null,null,null,null,null,null,null,null,null,null,null,null,null,null,null,null,0,0,0,0,0,0,0,0,null,null,null,null,null,null,null,null,null,null,null,null,null,null,null,null,0,0,0,0,0,0,0,0,null,null,null,null,null,null,null,null,null,null,null,null,null,null,null,null,0,0,0,0,0,0,0,0,null,null,null,null,null,null,null,null,null,null,null,null,null,null,null,null,0,0,0,0,0,0,0,0,null,null,null,null,null,null,null,null,null,null,null,null,null,null,null,null,0,0,0,0,0,0,0,0,null,null,null,null,null,null,null,null,null,null,null,null,null,null,null,null,0,0,0,0,0,0,0,0,null,null,null,null,null,null,null,null,null,null,null,null,null,null,null,null,0,0,0,0,0,0,0,0]
[null,0,0,0,0,0,0,0,0,null,null,null,null,null,null,null,null,null,null,null,null,null,null,null,null,0,0,0,0,0,0,0,0,null,null,null,null,null,null,null,null,null,null,null,null,null,null,null,null,0,0,0,0,0,0,0,0,null,null,null,null,null,null,null,null,null,null,null,null,null,null,null,null,0,0,0,0,0,0,0,0,null,null,null,null,null,null,null,null,null,null,null,null,null,null,null,null,0,0,0,0,0,0,0,0,null,null,null,null,null,null,null,null,null,null,null,null,null,null,null,null,0,0,0,0,0,0,0,0,null,null,null,null,null,null,null,null,null,null,null,null,null,null,null,null,0,0,0,0,0,0,0,0,null,null,null,null,null,null,null,null,null,null,null,null,null,null,null,null,0,0,0,0,0,0,0,0,null,null,null,null,null,null,null,null,null,null,null,null,null,null,null,null,0,0,0,0,0,0,0,0,null,null,null,null,null,null,null,null,null,null,null,null,null,null,null,null,0,0,0,0,0,0,0,0]
[null,0,0,0,0,0,0,0,0,null,null,null,null,null,null,null,null,null,null,null,null,null,null,null,null,0,0,0,0,0,0,0,0,null,null,null,null,null,null,null,null,null,null,null,null,null,null,null,null,0,0,0,0,0,0,0,0,null,null,null,null,null,null,null,null,null,null,null,null,null,null,null,null,0,0,0,0,0,0,0,0,null,null,null,null,null,null,null,null,null,null,null,null,null,null,null,null,0,0,0,0,0,0,0,0,null,null,null,null,null,null,null,null,null,null,null,null,null,null,null,null,0,0,0,0,0,0,0,0,null,null,null,null,null,null,null,null,null,null,null,null,null,null,null,null,0,0,0,0,0,0,0,0,null,null,null,null,null,null,null,null,null,null,null,null,null,null,null,null,0,0,0,0,0,0,0,0,null,null,null,null,null,null,null,null,null,null,null,null,null,null,null,null,0,0,0,0,0,0,0,0,null,null,null,null,null,null,null,null,null,null,null,null,null,null,null,null,0,0,0,0,0,0,0,0]
[null,0,0,0,0,0,0,0,0,null,null,null,null,null,null,null,null,null,null,null,null,null,null,null,null,0,0,0,0,0,0,0,0,null,null,null,null,null,null,null,null,null,null,null,null,null,null,null,null,0,0,0,0,0,0,0,0,null,null,null,null,null,null,null,null,null,null,null,null,null,null,null,null,0,0,0,0,0,0,0,0,null,null,null,null,null,null,null,null,null,null,null,null,null,null,null,null,0,0,0,0,0,0,0,0,null,null,null,null,null,null,null,null,null,null,null,null,null,null,null,null,0,0,0,0,0,0,0,0,null,null,null,null,null,null,null,null,null,null,null,null,null,null,null,null,0,0,0,0,0,0,0,0,null,null,null,null,null,null,null,null,null,null,null,null,null,null,null,null,0,0,0,0,0,0,0,0,null,null,null,null,null,null,null,null,null,null,null,null,null,null,null,null,0,0,0,0,0,0,0,0,null,null,null,null,null,null,null,null,null,null,null,null,null,null,null,null,0,0,0,0,0,0,0,0]
[null,0,0,0,0,0,0,0,0,null,null,null,null,null,null,null,null,null,null,null,null,null,null,null,null,0,0,0,0,0,0,0,0,null,null,null,null,null,null,null,null,null,null,null,null,null,null,null,null,0,0,0,0,0,0,0,0,null,null,null,null,null,null,null,null,null,null,null,null,null,null,null,null,0,0,0,0,0,0,0,0,null,null,null,null,null,null,null,null,null,null,null,null,null,null,null,null,0,0,0,0,0,0,0,0,null,null,null,null,null,null,null,null,null,null,null,null,null,null,null,null,0,0,0,0,0,0,0,0,null,null,null,null,null,null,null,null,null,null,null,null,null,null,null,null,0,0,0,0,0,0,0,0,null,null,null,null,null,null,null,null,null,null,null,null,null,null,null,null,0,0,0,0,0,0,0,0,null,null,null,null,null,null,null,null,null,null,null,null,null,null,null,null,0,0,0,0,0,0,0,0,null,null,null,null,null,null,null,null,null,null,null,null,null,null,null,null,0,0,0,0,0,0,0,0]
[null,0,0,0,0,0,0,0,0,null,null,null,null,null,null,null,null,null,null,null,null,null,null,null,null,0,0,0,0,0,0,0,0,null,null,null,null,null,null,null,null,null,null,null,null,null,null,null,null,0,0,0,0,0,0,0,0,null,null,null,null,null,null,null,null,null,null,null,null,null,null,null,null,0,0,0,0,0,0,0,0,null,null,null,null,null,null,null,null,null,null,null,null,null,null,null,null,0,0,0,0,0,0,0,0,null,null,null,null,null,null,null,null,null,null,null,null,null,null,null,null,0,0,0,0,0,0,0,0,null,null,null,null,null,null,null,null,null,null,null,null,null,null,null,null,0,0,0,0,0,0,0,0,null,null,null,null,null,null,null,null,null,null,null,null,null,null,null,null,0,0,0,0,0,0,0,0,null,null,null,null,null,null,null,null,null,null,null,null,null,null,null,null,0,0,0,0,0,0,0,0,null,null,null,null,null,null,null,null,null,null,null,null,null,null,null,null,0,0,0,0,0,0,0,0]
[null,0,0,0,0,0,0,0,0,null,null,null,null,null,null,null,null,null,null,null,null,null,null,null,null,0,0,0,0,0,0,0,0,null,null,null,null,null,null,null,null,null,null,null,null,null,null,null,null,0,0,0,0,0,0,0,0,null,null,null,null,null,null,null,null,null,null,null,null,null,null,null,null,0,0,0,0,0,0,0,0,null,null,null,null,null,null,null,null,null,null,null,null,null,null,null,null,0,0,0,0,0,0,0,0,null,null,null,null,null,null,null,null,null,null,null,null,null,null,null,null,0,0,0,0,0,0,0,0,null,null,null,null,null,null,null,null,null,null,null,null,null,null,null,null,0,0,0,0,0,0,0,0,null,null,null,null,null,null,null,null,null,null,null,null,null,null,null,null,0,0,0,0,0,0,0,0,null,null,null,null,null,null,null,null,null,null,null,null,null,null,null,null,0,0,0,0,0,0,0,0,null,null,null,null,null,null,null,null,null,null,null,null,null,null,null,null,0,0,0,0,0,0,0,0]
[null,0,0,0,0,0,0,0,0,null,null,null,null,null,null,null,null,null,null,null,null,null,null,null,null,0,0,0,0,0,0,0,0,null,null,null,null,null,null,null,null,null,null,null,null,null,null,null,null,0,0,0,0,0,0,0,0,null,null,null,null,null,null,null,null,null,null,null,null,null,null,null,null,0,0,0,0,0,0,0,0,null,null,null,null,null,null,null,null,null,null,null,null,null,null,null,null,0,0,0,0,0,0,0,0,null,null,null,null,null,null,null,null,null,null,null,null,null,null,null,null,0,0,0,0,0,0,0,0,null,null,null,null,null,null,null,null,null,null,null,null,null,null,null,null,0,0,0,0,0,0,0,0,null,null,null,null,null,null,null,null,null,null,null,null,null,null,null,null,0,0,0,0,0,0,0,0,null,null,null,null,null,null,null,null,null,null,null,null,null,null,null,null,0,0,0,0,0,0,0,0,null,null,null,null,null,null,null,null,null,null,null,null,null,null,null,null,0,0,0,0,0,0,0,0]
[null,0,0,0,0,0,0,0,0,null,null,null,null,null,null,null,null,null,null,null,null,null,null,null,null,0,0,0,0,0,0,0,0,null,null,null,null,null,null,null,null,null,null,null,null,null,null,null,null,0,0,0,0,0,0,0,0,null,null,null,null,null,null,null,null,null,null,null,null,null,null,null,null,0,0,0,0,0,0,0,0,null,null,null,null,null,null,null,null,null,null,null,null,null,null,null,null,0,0,0,0,0,0,0,0,null,null,null,null,null,null,null,null,null,null,null,null,null,null,null,null,0,0,0,0,0,0,0,0,null,null,null,null,null,null,null,null,null,null,null,null,null,null,null,null,0,0,0,0,0,0,0,0,null,null,null,null,null,null,null,null,null,null,null,null,null,null,null,null,0,0,0,0,0,0,0,0,null,null,null,null,null,null,null,null,null,null,null,null,null,null,null,null,0,0,0,0,0,0,0,0,null,null,null,null,null,null,null,null,null,null,null,null,null,null,null,null,0,0,0,0,0,0,0,0]
[null,0,0,0,0,0,0,0,0,null,null,null,null,null,null,null,null,null,null,null,null,null,null,null,null,0,0,0,0,0,0,0,0,null,null,null,null,null,null,null,null,null,null,null,null,null,null,null,null,0,0,0,0,0,0,0,0,null,null,null,null,null,null,null,null,null,null,null,null,null,null,null,null,0,0,0,0,0,0,0,0,null,null,null,null,null,null,null,null,null,null,null,null,null,null,null,null,0,0,0,0,0,0,0,0,null,null,null,null,null,null,null,null,null,null,null,null,null,null,null,null,0,0,0,0,0,0,0,0,null,null,null,null,null,null,null,null,null,null,null,null,null,null,null,null,0,0,0,0,0,0,0,0,null,null,null,null,null,null,null,null,null,null,null,null,null,null,null,null,0,0,0,0,0,0,0,0,null,null,null,null,null,null,null,null,null,null,null,null,null,null,null,null,0,0,0,0,0,0,0,0,null,null,null,null,null,null,null,null,null,null,null,null,null,null,null,null,0,0,0,0,0,0,0,0]
[null,0,0,0,0,0,0,0,0,null,null,null,null,null,null,null,null,null,null,null,null,null,null,null,null,0,0,0,0,0,0,0,0,null,null,null,null,null,null,null,null,null,null,null,null,null,null,null,null,0,0,0,0,0,0,0,0,null,null,null,null,null,null,null,null,null,null,null,null,null,null,null,null,0,0,0,0,0,0,0,0,null,null,null,null,null,null,null,null,null,null,null,null,null,null,null,null,0,0,0,0,0,0,0,0,null,null,null,null,null,null,null,null,null,null,null,null,null,null,null,null,0,0,0,0,0,0,0,0,null,null,null,null,null,null,null,null,null,null,null,null,null,null,null,null,0,0,0,0,0,0,0,0,null,null,null,null,null,null,null,null,null,null,null,null,null,null,null,null,0,0,0,0,0,0,0,0,null,null,null,null,null,null,null,null,null,null,null,null,null,null,null,null,0,0,0,0,0,0,0,0,null,null,null,null,null,null,null,null,null,null,null,null,null,null,null,null,0,0,0,0,0,0,0,0]
[null,0,0,0,0,0,0,0,0,null,null,null,null,null,null,null,null,null,null,null,null,null,null,null,null,0,0,0,0,0,0,0,0,null,null,null,null,null,null,null,null,null,null,null,null,null,null,null,null,0,0,0,0,0,0,0,0,null,null,null,null,null,null,null,null,null,null,null,null,null,null,null,null,0,0,0,0,0,0,0,0,null,null,null,null,null,null,null,null,null,null,null,null,null,null,null,null,0,0,0,0,0,0,0,0,null,null,null,null,null,null,null,null,null,null,null,null,null,null,null,null,0,0,0,0,0,0,0,0,null,null,null,null,null,null,null,null,null,null,null,null,null,null,null,null,0,0,0,0,0,0,0,0,null,null,null,null,null,null,null,null,null,null,null,null,null,null,null,null,0,0,0,0,0,0,0,0,null,null,null,null,null,null,null,null,null,null,null,null,null,null,null,null,0,0,0,0,0,0,0,0,null,null,null,null,null,null,null,null,null,null,null,null,null,null,null,null,0,0,0,0,0,0,0,0]
[null,0,0,0,0,0,0,0,0,null,null,null,null,null,null,null,null,null,null,null,null,null,null,null,null,0,0,0,0,0,0,0,0,null,null,null,null,null,null,null,null,null,null,null,null,null,null,null,null,0,0,0,0,0,0,0,0,null,null,null,null,null,null,null,null,null,null,null,null,null,null,null,null,0,0,0,0,0,0,0,0,null,null,null,null,null,null,null,null,null,null,null,null,null,null,null,null,0,0,0,0,0,0,0,0,null,null,null,null,null,null,null,null,null,null,null,null,null,null,null,null,0,0,0,0,0,0,0,0,null,null,null,null,null,null,null,null,null,null,null,null,null,null,null,null,0,0,0,0,0,0,0,0,null,null,null,null,null,null,null,null,null,null,null,null,null,null,null,null,0,0,0,0,0,0,0,0,null,null,null,null,null,null,null,null,null,null,null,null,null,null,null,null,0,0,0,0,0,0,0,0,null,null,null,null,null,null,null,null,null,null,null,null,null,null,null,null,0,0,0,0,0,0,0,0]
[null,0,0,0,0,0,0,0,0,null,null,null,null,null,null,null,null,null,null,null,null,null,null,null,null,0,0,0,0,0,0,0,0,null,null,null,null,null,null,null,null,null,null,null,null,null,null,null,null,0,0,0,0,0,0,0,0,null,null,null,null,null,null,null,null,null,null,null,null,null,null,null,null,0,0,0,0,0,0,0,0,null,null,null,null,null,null,null,null,null,null,null,null,null,null,null,null,0,0,0,0,0,0,0,0,null,null,null,null,null,null,null,null,null,null,null,null,null,null,null,null,0,0,0,0,0,0,0,0,null,null,null,null,null,null,null,null,null,null,null,null,null,null,null,null,0,0,0,0,0,0,0,0,null,null,null,null,null,null,null,null,null,null,null,null,null,null,null,null,0,0,0,0,0,0,0,0,null,null,null,null,null,null,null,null,null,null,null,null,null,null,null,null,0,0,0,0,0,0,0,0,null,null,null,null,null,null,null,null,null,null,null,null,null,null,null,null,0,0,0,0,0,0,0,0]